## Outline
CBECC NR SDD Outline | [7 empty] | Properties or Array[]
Project | [7 empty] | AnalysisType; City; CompOptAdd; CompOptAlt; CompOptDHW; CompOptEnve; CompOptExist; CompOptLtg; CompOptMech; CompOptNew; CompOptPartLtg; CompOptPartMech; GeometryInpType; NumOfDaysPerQuickAnalysisPeriod; NumOfQuickAnalysisPeriods; NumTimeStepsPerHr; PVBattSim; ProjRemarks; RunPeriodBeginDay; RunPeriodBeginMonth; RunPeriodEndDay; RunPeriodEndMonth; RunPeriodYear; SimDsgnDays; SimVarsDayltg; SimVarsFen; SimVarsFlagSetAll; SimVarsHtRcvry; SimVarsHVACPri; SimVarsHVACSec; SimVarsHVACSecTempFlow; SimVarsHVACZn; SimVarsHVACZnTempFlow; SimVarsSite; SimVarsThrmlZn; SimVarsVRFSys; State; StreetAddress; VentStd; ZEROCode; Zipcode; CALGreenDayltPAF; CALGreenDayltPAFDetailsLctn; CALGreenExhAirRcvry; CALGreenExhAirRcvryDetailsLctn; CALGreenNarrative; CALGreenOutdrLtg; CALGreenOutdrLtgDetailsLctn; CALGreenSHWRestaurant; CALGreenSHWRestaurantDetailsLctn; CALGreenWarehouse; CALGreenWarehouseDetailsLctn; NRCAEnv02F; NRCAEnv03F; NRCALti02A; NRCALti03A; NRCALti04A; NRCALti05A; NRCALto02A; NRCAPrc01E; NRCAPrc01F; NRCAPrc02F; NRCAPrc03F; NRCAPrc04F; NRCAPrc05F; NRCAPrc06F; NRCAPrc07F; NRCAPrc08F; NRCAPrc12F; NRCAPrc13F; NRCAPrc14F; NRCAPrc15F; NRCAPrc16A; NRCIElc01E; NRCIEnv01E; NRCILti01E; NRCILti02E; NRCILti03E; NRCILti04E; NRCILti05E; NRCILti06E; NRCILto01E; NRCILto02E; NRCILts01E; NRCIMch01E; NRCIPlb01E; NRCIPlb02E; NRCIPlb03E; NRCIPlb21E; NRCIPlb22E; NRCISpv01E; NRCISth01E; NRCVMch04H; NRCVMch24H; NRCVMch27H; NRCVMch32H; NRCVPlb21H; NRCVPlb22H; CompPathComputerRm; CompPathDHW; CompPathEnv; CompPathKit; CompPathLab; CompPathLtg; CompPathMech; CompReportPDF; CompReportStd; CompReportXML; DHWDetailsLctn; EnvDetailsLctn; ExcptCondClerestory; ExcptCondExtLtg; ExcptCondHERSKitHood; ExcptCondNarrative; ExcptCondNoClgSys; ExcptCondRtdCap; ExcptCondWtrHtrPrscrp; ExcptDsgnModelFile; LtgOutdrComp; LtgSignComp; LtgUncondComp; LtgDetailsLctn; MandCompChk; CommKitchenMandComp; ComRfrgMandComp; ComplexHVACMandComp; CompressedAirMandComp; ComputerRoomMandComp; ElecMandComp; ElevLtgVentMandComp; EscalSpdCtrlMandComp; LabExhaustMandComp; ParkingGarageMandComp; ProcBlrMandComp; RfrgWarehouseMandComp; SimpleHVACMandComp; SolReadyMandComp; MechDetailsLctn; PrescriptiveDayltgException; NarrativeDetails; CompType; AutoDayltgRpt; AutoTimeSwitchRpt; DemandResponsiveRpt; InstitutionalTuningPAFRpt; OccSensorCntRpt; OutdrCtrlsRpt; RuleReportFileAppend; RuleReportType; RunTitle; SoftwareVersion; SolThrmlComp; StandardsVersion; UseExcptDsgnModel; VentMult; VentStdDesc; DocAuthName; DocAuthCompany; DocAuthAddress; DocAuthCEAIdent; DocAuthCity; DocAuthState; DocAuthZipCode; DocAuthPhone; EnvDsgnrAddress; EnvDsgnrCity; EnvDsgnrCompany; EnvDsgnrLicense; EnvDsgnrName; EnvDsgnrPhone; EnvDsgnrState; EnvDsgnrType; EnvDsgnrZipCode; LtgDsgnrAddress; LtgDsgnrCity; LtgDsgnrCompany; LtgDsgnrLicense; LtgDsgnrName; LtgDsgnrPhone; LtgDsgnrState; LtgDsgnrType; LtgDsgnrZipCode; MechDsgnrAddress; MechDsgnrCity; MechDsgnrCompany; MechDsgnrLicense; MechDsgnrName; MechDsgnrPhone; MechDsgnrState; MechDsgnrType; MechDsgnrZipCode
| Building | [6 empty] | AboveGrdStoryCnt; AboveGrdStoryCntAltered; AboveGrdStoryCntExisting; AboveGrdStoryCntNew; BelowGrdStoryCnt; FuncClassMthd; CoilClgCap; CoilClgCapHydronic; CoilHtgCap; CoilHtgCapHydronic; CtrlSysType; LivingUnitCntAltered; LivingUnitCntExisting; LivingUnitCntNew; NonResFlrArea; PlantClgCap; PlantHtgCap; BldgTerrain; TotCondVol; TotFlrArea; TotStoryCnt; TotStoryCntAltered; TotStoryCntExisting; TotStoryCntNew; TotUncondFlrArea; BuildingUniqueID_CEC; HighRiseResLivingUnitCnt; HotelMotelGuestRmCnt; Name; NonResStoryCntElecHt; NonResStoryCntFossilHt; BldgAz; OccFrac; RelocPubSchoolBldg; ResFlrArea; ResStoryCntElecHt; ResStoryCntFossilHt; WholeBldgModeled; WholePlantModeled; Zipcode
|  | BuildingStory | [5 empty] | Mult; Z; FlrToCeilingHgt; FlrToFlrHgt; Name
|  |  | Space |  |  |  |  | CodeOtherMinVentFlow; CommRfrgLatFrac; CommRfrgLostFrac; CommRfrgRadFrac; GlrAz; MaxGlrIdx; MinDimLtgFrac; MinDimPwrFrac; NumOfCtrlSteps; DayltgCtrlType; DwellingUnitTypeArea; DwellingUnitTypeCnt; ElevCnt; ElevLatFrac; ElevLostFrac; ElevPwr; ElevRadFrac; ElevSchRef; EnclosedSpc; EscalCnt; EscalLatFrac; EscalLostFrac; EscalPwr; EscalRadFrac; EscalSchRef; ExhACH; ExhContPerFixture; ExhFlow; ExhNumFixtures; ExhPerArea; ExhPerSpc; FxdSeat; GasEqpLatFrac; GasEqpLostFrac; GasEqpPwrDens; GasEqpRadFrac; HasProcExh; HighRiseResCondFlrArea; HotelMotelGuestRmCondFlrArea; HotelMotelGuestRmCnt; HotWtrHtgTot; HotWtrSupTempSchRef; IntLtgNonRegHtGnRadFrac; IntLtgNonRegHtGnSpcFrac; IntLtgNonRegSchRef; IntLtgRegHtGnRadFrac; IntLtgRegHtGnSpcFrac; IsAtriumGT55Ft; IsHlthCare; IsPlenumRet; KitExhHoodDuty; KitExhHoodFlow; KitchenExhHoodLen; KitchenExhHoodStyle; LabFumeHoodLen; LabFumeHoodVertAutoSashCtrlFrac; LabFumeHoodVertSashExhFlow; Name; OccFrac; OccSensorCtrl; OccNumFxdSeat; OccNumSim; Perim; PriSideDayltgCtrlLtgPwr; PriSideDayltgIllumSetpt; PriSideDayltgInstalledLtgPwr; PriSide100PctControlled; ProcElecLatFrac; ProcElecLostFrac; ProcElecRadFrac; ProcElecSchRef; ProcGasLatFrac; ProcGasLostFrac; ProcGasPwrDens; ProcGasRadFrac; ProcGasSchRef; PropMinExhACH; PropMinExhFlow; PropMinVentACH; PropMinVentFlow; RecptLatFrac; RecptLostFrac; RecptRadFrac; ResDHWSysRef; ResHotWtrHtgRt; ResSpcDHWFeaturesRef; RetPlenumSpcRef; SecSideDayltgCtrlLtgPwr; SecSideDayltgIllumSetpt; SecSideDayltgInstalledLtgPwr; SecSide100PctControlled; SHWFluidSegRef; SkyltReqExcpt; SkyltReqExcptArea; SkyltReqExcptFrac; Skylit100PctControlled; SkylitDayltgCtrlLtgPwr; SkylitDayltgIllumSetpt; SkylitDayltgInstalledLtgPwr; Area; CondgType; EnvStatus; FlrArea; FlrToCeilingHgt; FlrZ; SpcFunc; SpcFuncDefaultsRef; IntLtgSpecMthd; LtgStatus; Vol; SupPlenumSpcRef; ThrmlZnRef; VentACH; VentFlow; VentPerArea; VentPerPerson; VentPerSpc; VentSpcFunc; MandatoryLtgCtrlCntRpt; MandatoryLtgCtrlDescRpt; MandatoryLtgCtrlIsAcceptanceTestReqdRpt; MandatoryLtgCtrlIsAutoShutOffCtrlRpt; MandatoryLtgCtrlIsDayltgCtrlRpt; MandatoryLtgCtrlIsDemandResponseCtrlRpt; MandatoryLtgCtrlIsManAreaCtrlRpt; MandatoryLtgCtrlIsMultiLvlCtrlRpt
|  |  |  | Ceiling |  |  |  | Area; Name; AdjacentSpcRef; Az; ConsAssmRef; Tilt
PolyLoop
[6 empty] | CartesianPoint |  | Coord
|  |  |  | ExteriorFloor |  |  |  | Area; Name; Status; AdjacentSpcRef; Az; ConsAssmRef; Tilt
PolyLoop
[6 empty] | CartesianPoint |  | Coord
|  |  |  | ExteriorWall |  |  |  | Area; DisplayPerim; Hgt; Name; Status; Wd; AdjacentSpcRef; Az; ConsAssmRef; Tilt
[5 empty] | Door |  |  | Area; DrConsRef; Oper; Hgt; Name; Status; Wd; X; Y
PolyLoop
[7 empty] | CartesianPoint | Coord
PolyLoop
[6 empty] | CartesianPoint |  | Coord
[5 empty] | Window |  |  | EnableWinShades; FenConsRef; Hgt; IsClerestory; LeftFinAngle; LeftFinDepth; LeftFinDistance; LeftFinDistanceAbove; LeftFinDistanceBelow; LeftFinTrans; LeftFinTransOption; LeftFinTransSchRef; Name; OverhangAngle; OverhangDepth; OverhangDistance; OverhangLeftExtension; OverhangRightExtension; OverhangTrans; OverhangTransOption; OverhangTransmittanceScheduleReference; RightFinAngle; RightFinDepth; RightFinDistance; RightFinDistanceAbove; RightFinDistanceBelow; RightFinTrans; RightFinTransOption; RightFinTransSchRef; Status; Wd; Area; X; Y
PolyLoop
[7 empty] | CartesianPoint | Coord
|  |  |  | InteriorFloor |  |  |  | Area; Name; Status; AdjacentSpcRef; Az; ConsAssmRef; Tilt
PolyLoop
[6 empty] | CartesianPoint |  | Coord
|  |  |  | InteriorLightingSystem |  |  |  | DaylitAreaType; AllowArea; AllowLen; AllowQty; AllowType; NonRegExclusion; PwrReg; IsAcceptanceTestReqdRpt; LtgCtrlCntRpt; LumCnt; LumMntgHgt; LumRef; LumStatus; Name; VeryValDispDesc; WorkPlaneHgt; PAFCredType
|  |  |  | InteriorWall |  |  |  | Area; Name; Status; AdjacentSpcRef; Az; ConsAssmRef; Tilt
[5 empty] | Door |  |  | Area; DrConsRef; Oper; Hgt; Name; Status; Wd; X; Y
PolyLoop
[7 empty] | CartesianPoint | Coord
PolyLoop
[6 empty] | CartesianPoint |  | Coord
[5 empty] | Window |  |  | EnableWinShades; FenConsRef; Hgt; IsClerestory; LeftFinAngle; LeftFinDepth; LeftFinDistance; LeftFinDistanceAbove; LeftFinDistanceBelow; LeftFinTrans; LeftFinTransOption; LeftFinTransSchRef; Name; OverhangAngle; OverhangDepth; OverhangDistance; OverhangLeftExtension; OverhangRightExtension; OverhangTrans; OverhangTransOption; OverhangTransmittanceScheduleReference; RightFinAngle; RightFinDepth; RightFinDistance; RightFinDistanceAbove; RightFinDistanceBelow; RightFinTrans; RightFinTransOption; RightFinTransSchRef; Status; Wd; Area; X; Y
PolyLoop
[7 empty] | CartesianPoint | Coord
PolyLoop
[5 empty] | CartesianPoint |  |  | Coord
|  |  |  | Roof |  |  |  | CRRCAgedEmit; CRRCAgedRefl; CRRCAgedSRI; CRRCInitialEmit; CRRCInitialRefl; CRRCInitialSRI; CRRCProdID; FieldAppliedCoating; Name; Area; Status; AdjacentSpcRef; Az; ConsAssmRef; Tilt
PolyLoop
[6 empty] | CartesianPoint |  | Coord
[5 empty] | Skylight |  |  | FenConsRef; Name; Area; Status
PolyLoop
[7 empty] | CartesianPoint | Coord
|  |  |  | UndergroundFloor |  |  |  | Name; PerimExposed; Status; Area; AdjacentSpcRef; Az; ConsAssmRef; Tilt
PolyLoop
[6 empty] | CartesianPoint |  | Coord
|  |  |  | UndergroundWall |  |  |  | Name; Status; Area; Hgt; AdjacentSpcRef; Az; ConsAssmRef; Tilt
PolyLoop
[6 empty] | CartesianPoint |  | Coord
|  |  |  | ResidentialSpaceDHWFeatures |  |  |  | TotBathsServed; ResDWHRSysFeedHeater; ResDWHRSysTakeCold; NumFlrServedByResDHWSys; ResDWHRSysRef; TotShowersServed; ResDWHRSysShowers; MasterBathFxtrDistance; ThirdRoomFxtrDistance; KitFxtrDistance
|  | AirSystem | [5 empty] | DuctLctn; CtrlSysType; CtrlZnRef; ClgCtrl; ClgDsgnSupAirTemp; ClgFixedSupTemp; ClgSetptSchRef; Cnt; SubType; FanPos; HtgDsgnSupAirTemp; HtgFixedSupTemp; HtgSetPtSchRef; NightCycleFanCtrl; OptStart; ReheatCtrlMthd; Type; FanCtrl; BiosftyCabExhDsgnPD; BiosftyCabExhDevFlow; BiosftyCabExhFlag; ClRstOutdrHi; ClRstOutdrLow; ClRstSupHi; ClRstSupLow; Desc; DuctIns; DuctStatus; ExhCtrlMthd; ExhFiltersDsgnPD; ExhFiltersDevFlow; ExhFiltersFlag; ExhOperMode; ExhSysType; FullyDuctedExhDevFlow; FullyDuctedExhFlag; FullyDuctedRetDevFlow; FullyDuctedRetFlag; GasPhaseAirCleanersDsgnPD; GasPhaseAirCleanersDevFlow; GasPhaseAirCleanersFlag; IsAllOA; IsComplexSystem; LabExhHasAnemometerCtrl; LabExhHasContaminantCtrl; MERVGTE16DsgnPD; MERVGTE16DevFlow; MERVGTE16Flag; Name; Status; AcceptanceTestReq; HERSDuctTested; HERSDuctReq; NRCAMch02A; NRCAMch03A; NRCAMch04H; NRCAMch05A; NRCAMch06A; NRCAMch07A; NRCAMch08A; NRCAMch09A; NRCAMch10A; NRCAMch11A; NRCAMch12A; NRCAMch13A; NRCAMch14A; NRCAMch15A; NRCAMch16A; NRCAMch17A; NRCAMch18A; NRCAMch19A
|  |  | AirSegment |  |  |  |  | Path; Type; Name
|  |  |  | CoilCooling |  |  |  | BypassMinEffCheck; CndsrType; AuxPwr; CapTotNetRtd; CapTotGrossRtd; CapTotRtdStageFrac; DXEER; DXIEER; DXSEER; DXCrankcaseCtrlTemp; DXCrankcaseHtCap; MinHotGasRat; NumClgStages; Type; CoilHdDsgn; FluidFlowRtDsgn; FluidSegInRef; FluidSegOutRef; Name
|  |  |  | CoilHeating |  |  |  | BypassMinEffCheck; CndsrType; CoilHdDsgn; AuxPwr; CapTotGrossRtd; CapTotNetRtd; FuelSrc; FurnAFUE; FurnIgnType; FurnPilotFuelInp; FurnThrmlEff; HtPumpCprsrLockoutTemp; HtPumpCOP; HtPumpCrankcaseCtrlTemp; HtPumpCrankcaseHtCap; HtPumpDefCtrl; HtPumpDefHtCap; HtPumpDefHtSrc; HtPumpHSPF; HtPumpSuppCoilHtgRef; HtPumpSuppTemp; Type; FluidFlowRtDsgn; FluidSegInRef; FluidSegOutRef; Name
|  |  |  | EvaporativeCooler |  |  |  | Eff; IndirectDewPtEff; Name; PumpPwr; SecAirSrc; SecFanFlowCap; SecFanTotEff; SecFanTotStaticPress; Type
|  |  |  | Fan |  |  |  | CentType; Class; CtrlMthd; FlowCap; FlowEff; FlowMin; ModelingMthd; MtrPoleCnt; MtrPos; MtrType; PwrIdx; PwrRpt; TotStaticPress; MtrBHP; MtrEff; MtrHP; Name
|  |  | HeatRecovery |  |  |  |  | AuxPwr; ClgLatEff100; ClgLatEff75; ClgSensEff100; ClgSensEff75; ClgTotEff100; ClgTotEff75; DefrostCtrl; DefrostCtrlTemp; EconoLockout; FixedSupTemp; HasHXBypass; HtgLatEff100; HtgLatEff75; HtgSensEff100; HtgSensEff75; HtgTotEff100; HtgTotEff75; RcvryType; SupFlowRtd; TempCtrl; TempSetptSchRef; Type
|  |  | OutsideAirControl |  |  |  |  | EconoIntegration; Name; AirSegRetRef; AirSegSupRef; EconoCtrlMthd; EconoHiTempLockout; EconoLowTempLockout; HtRcvryRef
|  |  | TerminalUnit |  |  |  |  | ReheatCtrlMthd; Name; Status; Cnt; HtgAirFlowMax; InducedAirZnRef; InductionRat; ParallelBoxFanFlowFrac; PriAirFlowMax; PriAirFlowMin; PriAirSegRef; TotAirFlow; Type; ZnServedRef
|  |  |  | CoilHeating |  |  |  | BypassMinEffCheck; CndsrType; CoilHdDsgn; AuxPwr; CapTotGrossRtd; CapTotNetRtd; FuelSrc; FurnAFUE; FurnIgnType; FurnPilotFuelInp; FurnThrmlEff; HtPumpCprsrLockoutTemp; HtPumpCOP; HtPumpCrankcaseCtrlTemp; HtPumpCrankcaseHtCap; HtPumpDefCtrl; HtPumpDefHtCap; HtPumpDefHtSrc; HtPumpHSPF; HtPumpSuppCoilHtgRef; HtPumpSuppTemp; Type; FluidFlowRtDsgn; FluidSegInRef; FluidSegOutRef; Name
|  |  |  | Fan |  |  |  | CentType; Class; CtrlMthd; FlowCap; FlowEff; FlowMin; ModelingMthd; MtrPoleCnt; MtrPos; MtrType; PwrIdx; PwrRpt; TotStaticPress; MtrBHP; MtrEff; MtrHP; Name
|  | ThermalZone | [5 empty] | Desc; ExhSysRef; Name; OperableWinInterlock; OperableWinHaveInterlock; RetPlenumZnRef; SizeForDOAS; SizeForDOASCtrl; SizeForDOASTempHi; SizeForDOASTempLow; SupPlenumZnRef; Type; ClgDsgnSupAirTemp; ClgDsgnSupAirTempDiff; HVACZnCnt; DayltgCtrlLtgFrac1; DayltgCtrlLtgFrac2; DayltgCtrlType; DayltgMinDimLtgFrac; DayltgMinDimPwrFrac; DayltgNumCtrlSteps; ExhSrc; HtgDsgnMaxFlowFrac; HtgDsgnSupAirTemp; HtgDsgnSupAirTempDiff; PriAirCondgSysPriority; PrimAirCondgSysRef; ZnSysVentConnectionType; VentByPriAirCondgSys; VentCtrlMthd; VentSrc; VentSpecMthd; VentStdDesc; VentSysPriority; VentSysRef; AddClgSys; HasNoClg; HasUnknownHVAC; VentStd
|  | VariableRefrigerantFlowSystem | [5 empty] | ClgPipeLoss_fPipeHgtCoeff; DefrostCtrlTemp; COP; EER; HtgPipeLoss_fPipeHgtCoeff; PLRMin; Status; CombRat; CprsrCrankcaseHtrCap; CprsrQty; CtrlPriority; CtrlZnRef; ClgCapNetRtd; CrankcaseCtrlTemp; DefHtSrc; Desc; EquivalentPipeLen; HtRcvry; HtgCapNetRtd; IndoorTypeRtd; MaxDeltaHgt; AcceptanceTestReq; NRCAMch02A; NRCAMch03A; NRCAMch04H; NRCAMch05A; NRCAMch06A; NRCAMch07A; NRCAMch08A; NRCAMch09A; NRCAMch10A; NRCAMch11A; NRCAMch12A; NRCAMch13A; NRCAMch14A; NRCAMch15A; NRCAMch16A; NRCAMch17A; NRCAMch18A; NRCAMch19A
|  | ZoneSystem | [5 empty] | DuctLctn; FanCtrl; BiosftyCabExhDsgnPD; BiosftyCabExhDevFlow; BiosftyCabExhFlag; Desc; DuctIns; DuctStatus; ExhCtrlMthd; ExhFiltersDsgnPD; ExhFiltersDevFlow; ExhFiltersFlag; ExhOperMode; ExhSysType; FullyDuctedExhDevFlow; FullyDuctedExhFlag; GasPhaseAirCleanersDsgnPD; GasPhaseAirCleanersDevFlow; GasPhaseAirCleanersFlag; HVACAutoSizing; IsComplexSystem; LabExhHasAnemometerCtrl; LabExhHasContaminantCtrl; MERVGTE16DsgnPD; MERVGTE16DevFlow; MERVGTE16Flag; Name; Status; AuxPwrOff; AuxPwrOn; ClgDsgnSupAirTemp; Cnt; SubType; HtgDsgnSupAirTemp; HeatingToCoolingSizingRatio; IndoorType; RtdFlowCap; RtdHtRcvryEff; RtdPwr; Type; VRFSysRef; AcceptanceTestReq; HERSDuctTested; HERSDuctReq; NRCAMch02A; NRCAMch03A; NRCAMch04H; NRCAMch05A; NRCAMch06A; NRCAMch07A; NRCAMch08A; NRCAMch09A; NRCAMch10A; NRCAMch11A; NRCAMch12A; NRCAMch13A; NRCAMch14A; NRCAMch15A; NRCAMch16A; NRCAMch17A; NRCAMch18A; NRCAMch19A
|  |  | CoilCooling |  |  |  |  | BypassMinEffCheck; CndsrType; AuxPwr; CapTotNetRtd; CapTotGrossRtd; CapTotRtdStageFrac; DXEER; DXIEER; DXSEER; DXCrankcaseCtrlTemp; DXCrankcaseHtCap; MinHotGasRat; NumClgStages; Type; CoilHdDsgn; FluidFlowRtDsgn; FluidSegInRef; FluidSegOutRef; Name
|  |  | CoilHeating |  |  |  |  | BypassMinEffCheck; CndsrType; CoilHdDsgn; AuxPwr; CapTotGrossRtd; CapTotNetRtd; FuelSrc; FurnAFUE; FurnIgnType; FurnPilotFuelInp; FurnThrmlEff; HtPumpCprsrLockoutTemp; HtPumpCOP; HtPumpCrankcaseCtrlTemp; HtPumpCrankcaseHtCap; HtPumpDefCtrl; HtPumpDefHtCap; HtPumpDefHtSrc; HtPumpHSPF; HtPumpSuppCoilHtgRef; HtPumpSuppTemp; Type; FluidFlowRtDsgn; FluidSegInRef; FluidSegOutRef; Name
|  |  | Fan |  |  |  |  | CentType; Class; CtrlMthd; FlowCap; FlowEff; FlowMin; ModelingMthd; MtrPoleCnt; MtrPos; MtrType; PwrIdx; PwrRpt; TotStaticPress; MtrBHP; MtrEff; MtrHP; Name
| DesignDay | [6 empty] | CoinWB; Type; WindDirection; WindSpd; DsgnDBRng; DsgnDB; Day; Month; Name; SkyClear
| ExternalShadingObject | [6 empty] | SolRefl; VisRefl; Name; Status; Trans; TransOption; TransSchRef; WinRef
PolyLoop
|  |  | CartesianPoint |  |  |  |  | Coord
| Holiday | [6 empty] | DayOfWeek; Day; SpecMthd; Month; Name
| ThermalEnergyStorageModeScheduleDay | [6 empty] | Hr; Type
| Battery | [6 empty] | MaxCap; ChrgEff; Ctrl; DschrgEff
| FluidSystem | [6 empty] | AvailSchRef; Desc; EquipList1Name; EquipList2Name; EquipList3Name; EquipList4Name; CentralSys; CtrlType; ClgSupTemp; Cnt; DsgnSupWtrTemp; DsgnSupWtrTempDelT; FixedSupTemp; HtgDsgnSupWtrTemp; HtgFixedSupTemp; HtgSupTemp; HtgTempSetptSchRef; HotWtrSupTemp; LdRngLim; RstOutdrHi; RstOutdrLow; RstSupHi; RstSupLow; TempCtrl; TempSetptSchRef; Type; WetBulbApproach; Name; Status; WtrHtrTankVol; NRCAMch02A; NRCAMch03A; NRCAMch04H; NRCAMch05A; NRCAMch06A; NRCAMch07A; NRCAMch08A; NRCAMch09A; NRCAMch10A; NRCAMch11A; NRCAMch12A; NRCAMch13A; NRCAMch14A; NRCAMch15A; NRCAMch16A; NRCAMch17A; NRCAMch18A; NRCAMch19A
|  | Boiler | [5 empty] | AFUE; CapRtd; DraftFanHp; DraftType; EIR; EntTempDsgn; FuelFullLd; FuelSrc; HasBypass; HtLoss; LvgTempDsgn; ParasiticLd; Type; UnldRatMin; CombustionEfficiency; FluidSegInRef; FluidSegOutRef; Name; Status; ThrmlEff
|  |  | Pump |  |  |  |  | MinSpdRat; Name; FlowCap; FlowMin; ImpellerEff; ModelingMthd; MtrEff; MtrHP; OperCtrl; SpdCtrl; TotHd; Status
|  | Chiller | [5 empty] | AuxPwr; CapRtd; CndsrInRef; CndsrOutRef; CndsrPwrRtd; CndsrType; COP; EER; EnableOnThrmlEngyStorDischrg; EntTempDsgn; EntTempRtd; EvapInRef; EvapOutRef; EvapHasBypass; FuelSrc; IPLVCOP; IPLVEER; IPLVKwPerTon; KwPerTon; LvgTempDsgn; LvgTempRtd; PLRMin; Type; UnldRatMin; DsgnGenFluidDelT; EntGenTempDsgn; GenFluidFlowCap; GenFluidSegInRef; GenFluidSegOutRef; Name; Status
|  |  | Pump |  |  |  |  | MinSpdRat; Name; FlowCap; FlowMin; ImpellerEff; ModelingMthd; MtrEff; MtrHP; OperCtrl; SpdCtrl; TotHd; Status
|  | FluidSegment | [5 empty] | PriSegRef; Src; Type; Name
|  |  | Pump |  |  |  |  | MinSpdRat; Name; FlowCap; FlowMin; ImpellerEff; ModelingMthd; MtrEff; MtrHP; OperCtrl; SpdCtrl; TotHd; Status
|  | HeatExchanger | [5 empty] | CapRtd; CHWEntTempDsgn; CHWFluidSegInRef; CHWFluidSegOutRef; CHWLvgTempDsgn; CWFluidSegInRef; CWFluidSegOutRef; CWLvgTempDsgn; EconoIntegration; Type; Name; Status
|  | HeatRejection | [5 empty] | FluidSegInRef; FluidSegOutRef; AirFlowCap; CapRtd; CellCnt; DsgnWBTemp; EntTempDsgn; FanType; LvgTempDsgn; LowSpdAirFlowRat; LowSpdCapRtd; MinSpdRat; ModCtrl; SprayWtrFlowCap; TotFanHP; Type; WtrFlowCap; Name; Status
|  |  | Pump |  |  |  |  | MinSpdRat; Name; FlowCap; FlowMin; ImpellerEff; ModelingMthd; MtrEff; MtrHP; OperCtrl; SpdCtrl; TotHd; Status
|  | ThermalEnergyStorage | [5 empty] | StorCap; CapRtd; ChrgFluidSegInRef; ChrgFluidSegOutRef; DischrgFluidSegInRef; DischrgFluidSegOutRef; DischargePriority; StorLctn; StorLctnSim; ModeSchRef; TankHgt; TankLenToWdRat; TankNodeCnt; TankR; TankShape; Type; StorageZoneReference
|  |  | Pump |  |  |  |  | MinSpdRat; Name; FlowCap; FlowMin; ImpellerEff; ModelingMthd; MtrEff; MtrHP; OperCtrl; SpdCtrl; TotHd; Status
|  | WaterHeater | [5 empty] | Name; RE; EF; ThrmlEff; Status; CapRtd; CprsrLoc; CprsrZnRef; Cnt; DraftFanPwr; ElecIgnit; FirstHrRating; FlowRt; FluidSegMakeupRef; FluidSegOutRef; FuelSrc; InpPwr; MinCap; StdbyLossFrac; StorCap; StorLoc; StorZnRef; TankHgtSim; Type; UEF
|  |  | Pump |  |  |  |  | MinSpdRat; Name; FlowCap; FlowMin; ImpellerEff; ModelingMthd; MtrEff; MtrHP; OperCtrl; SpdCtrl; TotHd; Status
| PhotovoltaicArray | [6 empty] | PVArrayGeomRef; GeomSpecMthd; LctnSpecMthd; DCSysSize; TiltAngle; TiltPitch; ArrayType; InverterEff; ModuleType; CalFlexibleInstall; SpecMthd
PhotovoltaicArrayGeometry
| PhotovoltaicArrayShade | [6 empty] | Type
| ResidentialDHWSystem | [6 empty] | AngleFromTrueNorth; AnnualSolFrac; CompactDist; Name; BaseResWtrHtrRef; CentralSys; DistType; HaveShowerDrainHtRcvry; LpCnt; LpPipeInsThkns; Manufacturer; Mult; PipeLctn; PumpBHP; PumpEff; PumpPwr; ShowerDrainHtRcvryEff; SolFracFluidSysName; SysStoryCnt; SuppStorTankVol; TotInpRating; TotTankVol; Type; SlopeFromHorizontal; Status; WtrHtrTankVol; Area; Brand; SolCollectorCnt; RatedEffCurveIntercept; RatedEffCurveSlope; Fluid; Manufacturer; ModelNum; CollectorType; NameOfProgramUsed; Version; SRRCCertNum; BuriedReport; OutsideReport; PlenumReport; SolFracRpt
|  |  | ResidentialWaterHeater |  |  |  |  | AmbCond, CprsrZn, Cnt, ElecMiniTank, ElecMiniTankPwr, ElementType, EF, FirstHrRating, FlowRt, HPWHBrand, HPWHModel, HtPumpWtrHtrNEEARtd, InpRating, InpRatingElec, IsUEFRtd, Name, RE, StdbyLossFrac, Status, TankCat, TankExtInsR, TankIntInsR, TankVol, TankZn, ThrmlEff, UEF
| ResidentialDrainWaterHeatRecoverySystem | [6 empty] | CSARtdEff
| ConstructAssembly | [6 empty] | BallastedRoof; BuiltUpRoof; CompatibleSurfType; ConsAssmNotes; CRRCAgedEmit; CRRCAgedRefl; CRRCAgedSRI; CRRCInitialEmit; CRRCInitialRefl; CRRCInitialSRI; CRRCProdID; CRRCSRI; FieldAppliedCoating; MatRef; Name; RoofDens; SlabInsOrientation; SlabInsThrmlR; SlabType
| DoorConstruction | [6 empty] | DrAutoCloser; CertificationMthd; Open; Type; Name; UFactor
| FenestrationConstruction | [6 empty] | AssmContext; CertificationMthd; Diffusing; DynamicGlz; UFactor; VT; FenFrm; FenPanes; FenProdType; FenType; GlzTint; GreenhouseGardenWin; Name; OperableWinConfiguration; ShdgCred; SkyltCurb; SkyltGlz; SHGC; SHGCCOG; UFactorCOG; VTCOG; WinDivider
| Luminaire | [6 empty] | LumDescRpt; FxtrType; HtGnRadFrac; HtGnSpcFrac; LampType; LumMntgHgt; Pwr; Name; PwrNA8Default
| Material | [6 empty] | CavityIns; CavityInsOpt; FrmConfig; FrmDepth; CodeCat; CodeItem; Name; FrmMat
| Schedule | [6 empty] | EndDay; EndMonth; Name; Type; SchWeekRef
| ScheduleDay | [6 empty] | Name; Hr; Type
| ScheduleWeek | [6 empty] | Name; SchDayAllRef; SchDayClgDDRef; SchDayFriRef; SchDayHtgDDRef; SchDayHolRef; SchDayMonRef; SchDaySatRef; SchDaySunRef; SchDayThuRef; SchDayTueRef; SchDayWedRef; SchDayWDRef; SchDayWERef; Type
| SpaceFunctionDefaults | [6 empty] | CommRfrgLatFrac; CommRfrgLostFrac; CommRfrgRadFrac; DsgnInfRt; ElevCnt; ElevLatFrac; ElevLostFrac; ElevPwr; ElevRadFrac; ElevSchRef; EscalCnt; EscalLatFrac; EscalLostFrac; EscalPwr; EscalRadFrac; EscalSchRef; ExhACH; ExhContPerFixture; ExhNumFixtures; ExhPerArea; ExhPerSpc; GasEqpLatFrac; GasEqpLostFrac; GasEqpPwrDens; GasEqpRadFrac; HotWtrSupTemp; HotWtrSupTempSchRef; InfMthd; InfModelCoefA; InfModelCoefB; InfModelCoefC; InfModelCoefD; InfSchRef; IntLtgNonRegHtGnRadFrac; IntLtgNonRegHtGnSpcFrac; IntLtgNonRegSchRef; IntLtgRegHtGnRadFrac; IntLtgRegHtGnSpcFrac; Name; OccFrac; OccLatHtRt; OccSensHtRt; ProcElecLatFrac; ProcElecLostFrac; ProcElecRadFrac; ProcElecSchRef; ProcGasLatFrac; ProcGasLostFrac; ProcGasPwrDens; ProcGasRadFrac; ProcGasSchRef; RecptLatFrac; RecptLostFrac; RecptRadFrac; ResDHWSysRef; FuncSchGrp; SHWFluidSegRef; SpcFunc; VentACH; VentPerArea; VentPerPerson; VentPerSpc; VentSpcFunc

## Objects
CBECC NR Term | CBECC NR Term Short Form | CBECC NR Parent | T24Objects NR CBECC Parent | Properties | Properties Short Form | Compliance Reporting Properties | Library Object | Referenced HVAC Object | Compliance Use | Components | Definition | XSD ELEMATTRIB maxOccurs
Building | Bldg |  | Project | AboveGradeStoryCount | AboveGrdStoryCnt |  | NO |  | Required | AirSys | The root element of the building description file, Building is any structure or space covered by Section 100.0 of the Building Energy Efficiency Standards. ASHRAE: a structure wholly or partially enclosed within exterior walls, or within exterior and party walls, and a roof, affording shelter to persons, animals, or property.
|  |  |  | AboveGradeStoryCountAltered | AboveGrdStoryCntAltered |  |  |  |  | Story
|  |  |  | AboveGradeStoryCountExisting | AboveGrdStoryCntExisting |  |  |  |  | ThrmlZn
|  |  |  | AboveGradeStoryCountNew | AboveGrdStoryCntNew |  |  |  |  | VRFSys
|  |  |  | BelowGradeStoryCount | BelowGrdStoryCnt |  |  |  |  | ZnSys
|  |  |  | BuildingAzimuth | BldgAz
|  |  |  | BuildingTerrain | BldgTerrain
|  |  |  | BuildingUniqueID_CEC | BuildingUniqueID_CEC
|  |  |  | CoilCoolingCapacity | CoilClgCap
|  |  |  | CoilCoolingCapacityHydronic | CoilClgCapHydronic
|  |  |  | CoilHeatingCapacity | CoilHtgCap
|  |  |  | CoilHeatingCapacityHydronic | CoilHtgCapHydronic
|  |  |  | ControlSystemType | CtrlSysType
|  |  |  | FunctionClassificationMethod | FuncClassMthd
|  |  |  | HighRiseResidentialLivingUnitCount | HighRiseResLivingUnitCnt
|  |  |  | HotelMotelGuestRoomCount | HotelMotelGuestRmCnt
|  |  |  | LivingUnitCountAltered | LivingUnitCntAltered
|  |  |  | LivingUnitCountExisting | LivingUnitCntExisting
|  |  |  | LivingUnitCountNew | LivingUnitCntNew
|  |  |  | Name | Name
|  |  |  | NonresidentialFloorArea | NonResFlrArea
|  |  |  | NonresidentialStoryCountElectricHeat | NonResStoryCntElecHt
|  |  |  | NonresidentialStoryCountFossilHeat | NonResStoryCntFossilHt
|  |  |  | OccupantFraction | OccFrac
|  |  |  | PlantCoolingCapacity | PlantClgCap
|  |  |  | PlantHeatingCapacity | PlantHtgCap
|  |  |  | RelocatablePublicSchoolBuilding | RelocPubSchoolBldg
|  |  |  | ResidentialFloorArea | ResFlrArea
|  |  |  | ResidentialStoryCountElectricHeat | ResStoryCntElecHt
|  |  |  | ResidentialStoryCountFossilHeat | ResStoryCntFossilHt
|  |  |  | TotalConditionedVolume | TotCondVol
|  |  |  | TotalFloorArea | TotFlrArea
|  |  |  | TotalStoryCount | TotStoryCnt
|  |  |  | TotalStoryCountAltered | TotStoryCntAltered
|  |  |  | TotalStoryCountExisting | TotStoryCntExisting
|  |  |  | TotalStoryCountNew | TotStoryCntNew
|  |  |  | TotalUnconditionedFloorArea | TotUncondFlrArea
|  |  |  | WholeBuildingModeled | WholeBldgModeled
|  |  |  | WholePlantModeled | WholePlantModeled
|  |  |  | Zipcode | Zipcode
BuildingStory | Story | Bldg |  | FloorToCeilingHeight | FlrToCeilingHgt |  | NO |  | Required | Spc | The portion of a building included between the upper surface of a floor and the upper surface of the next floor or roof if it is the top floor.. It is measured as the vertical distance from top to top of two successive tiers of beams or finished floor surfaces. Source: definition in CBC ASHRAE: portion of a building that is between one finished floor level and the next higher finished floor level or the roof, provided, however, that a basement or cellar shall not be considered a story. | unbounded
|  |  |  | FloorToFloorHeight | FlrToFlrHgt
|  |  |  | Multiplier | Mult
|  |  |  | Name | Name
|  |  |  | Z | Z
CartesianPoint | CartesianPt | PolyLp |  | Coordinate | Coord |  | NO |  | Required |  | The cartesian triple (x, y and z) locating a three-dimensional point relative to some specified origin of coordinates. | unbounded
Ceiling | Ceiling | Spc |  | AdjacentSpaceReference | AdjacentSpcRef |  | NO |  | Optional | PolyLp | A building partition forming the interior, overhead boundary of a space. | unbounded
|  |  |  | Area | Area
|  |  |  | Azimuth | Az
|  |  |  | ConstructAssemblyReference | ConsAssmRef
|  |  |  | Name | Name
|  |  |  | Tilt | Tilt
ConstructAssembly | ConsAssm |  | Project | BallastedRoof | BallastedRoof |  | YES |  | Required |  | If the construcntion specification method is Layers, this is an array of up to 10 references to materials layers. Otherwise the descriptive name for the construction assembly. is used to assign a UFactor or FFactor
|  |  |  | BuiltUpRoof | BuiltUpRoof
|  |  |  | CRRCAgedEmittance | CRRCAgedEmit
|  |  |  | CRRCAgedReflectance | CRRCAgedRefl
|  |  |  | CRRCAgedSRI | CRRCAgedSRI
|  |  |  | CRRCInitialEmittance | CRRCInitialEmit
|  |  |  | CRRCInitialReflectance | CRRCInitialRefl
|  |  |  | CRRCInitialSRI | CRRCInitialSRI
|  |  |  | CRRCProductID | CRRCProdID
|  |  |  | CRRCSolarReflectanceIndex | CRRCSRI
|  |  |  | CompatibleSurfaceType | CompatibleSurfType
|  |  |  | ConstructionAssemblyNotes | ConsAssmNotes
|  |  |  | FieldAppliedCoating | FieldAppliedCoating
|  |  |  | MaterialReference | MatRef
|  |  |  | Name | Name
|  |  |  | RoofDensity | RoofDens
|  |  |  | SlabInsulationOrientation | SlabInsOrientation
|  |  |  | SlabInsulationThermalResistance | SlabInsThrmlR
|  |  |  | SlabType | SlabType
DesignDay | DD |  | Project | CoincidentWetBulb | CoinWB |  | NO |  | Required |  | The design day specifies a number of weather related properties dependent on the location and climate zone of the project, which are used in establishing the correct size of the HVAC systems for space heating and cooling. | unbounded
|  |  |  | DesignDryBulb | DsgnDB
|  |  |  | DesignDryBulbRange | DsgnDBRng
|  |  |  | Month | Month
|  |  |  | MonthDay | Day
|  |  |  | Name | Name
|  |  |  | SkyClearness | SkyClear
|  |  |  | Type | Type
|  |  |  | WindDirection | WindDirection
|  |  |  | WindSpeed | WindSpd
Door | Dr | ExtWall |  | Area | Area |  | NO |  | Optional | PolyLp | An opening in the building envelope or an internal wall, which is opaque or has less than 50% glazing. and provides passage to and from an interior space. | unbounded
|  | IntWall |  | DoorConstructionReference | DrConsRef
|  |  |  | Height | Hgt
|  |  |  | Name | Name
|  |  |  | Operation | Oper
|  |  |  | Status | Status
|  |  |  | Width | Wd
|  |  |  | X | X
|  |  |  | Y | Y
DoorConstruction | DrCons |  | Project | CertificationMethod | CertificationMthd |  | YES |  | Optional |  | This is a composite definition of a door's construction providing required data to evaluate in assigning UFactor. | unbounded
|  |  |  | DoorAutomaticCloser | DrAutoCloser
|  |  |  | Name | Name
|  |  |  | Open | Open
|  |  |  | Type | Type
|  |  |  | UFactor | UFactor
ExteriorFloor | ExtFlr | Spc |  | AdjacentSpaceReference | AdjacentSpcRef |  | NO |  | Optional | PolyLp | A Floor that separates the Space from surface ground
|  |  |  | Area | Area
|  |  |  | Azimuth | Az
|  |  |  | ConstructAssemblyReference | ConsAssmRef
|  |  |  | Name | Name
|  |  |  | Status | Status
|  |  |  | Tilt | Tilt
ExteriorWall | ExtWall | Spc |  | AdjacentSpaceReference | AdjacentSpcRef |  | NO |  | Optional | Dr | A Wall that separated the Space from outdoors
|  |  |  | Area | Area |  |  |  |  | PolyLp
|  |  |  | Azimuth | Az |  |  |  |  | Win
|  |  |  | ConstructAssemblyReference | ConsAssmRef
|  |  |  | DisplayPerimeter | DisplayPerim
|  |  |  | Height | Hgt
|  |  |  | Name | Name
|  |  |  | Status | Status
|  |  |  | Tilt | Tilt
|  |  |  | Width | Wd
ExternalShadingObject | ExtShdgObj |  | Project | Name | Name |  | NO |  | Optional | PolyLp | Devices or building features, such as overhangs, fins, on the exterior face of the wall, that are documented on the construction documents and shade the glazing or shade the Building.
|  |  |  | SolarReflectance | SolRefl
|  |  |  | Status | Status
|  |  |  | Transmittance | Trans
|  |  |  | TransmittanceOption | TransOption
|  |  |  | TransmittanceScheduleReference | TransSchRef
|  |  |  | VisibleReflectance | VisRefl
|  |  |  | WindowReference | WinRef
FenestrationConstruction | FenCons |  | Project | AssemblyContext | AssmContext |  | YES |  | Optional |  | A structure specifying the construction attributes and associated thermal and optical properties that apply to all fenestration products.
|  |  |  | CertificationMethod | CertificationMthd
|  |  |  | Diffusing | Diffusing
|  |  |  | DynamicGlazing | DynamicGlz
|  |  |  | FenestrationFraming | FenFrm
|  |  |  | FenestrationPanes | FenPanes
|  |  |  | FenestrationProductType | FenProdType
|  |  |  | FenestrationType | FenType
|  |  |  | GlazingTint | GlzTint
|  |  |  | GreenhouseGardenWindow | GreenhouseGardenWin
|  |  |  | Name | Name
|  |  |  | OperableWindowConfiguration | OperableWinConfiguration
|  |  |  | SHGC | SHGC
|  |  |  | SHGCCenterOfGlass | SHGCCOG
|  |  |  | ShadingCredit | ShdgCred
|  |  |  | SkylightCurb | SkyltCurb
|  |  |  | SkylightGlazing | SkyltGlz
|  |  |  | UFactor | UFactor
|  |  |  | UFactorCenterOfGlass | UFactorCOG
|  |  |  | VisibleTransmittance | VT
|  |  |  | VisibleTransmittanceCenterOfGlass | VTCOG
|  |  |  | WindowDivider | WinDivider
Holiday | Holiday |  | Project | Day | Day |  | NO |  |  |  | Allows for specification of individual Holidays simulated by EnergyPlus
|  |  |  | DayOfWeek | DayOfWeek
|  |  |  | Month | Month
|  |  |  | Name | Name
|  |  |  | SpecificationMethod | SpecMthd
InteriorFloor | IntFlr | Spc |  | AdjacentSpaceReference | AdjacentSpcRef |  | NO |  | Optional | PolyLp | A Floor that separates the Space from another interior Space
|  |  |  | Area | Area
|  |  |  | Azimuth | Az
|  |  |  | ConstructAssemblyReference | ConsAssmRef
|  |  |  | Name | Name
|  |  |  | Status | Status
|  |  |  | Tilt | Tilt
InteriorLightingSystem | IntLtgSys | Spc |  | AllowanceArea | AllowArea | PAFCredType | NO |  | Optional |  | Container for building descriptors provided for each lighting system in a space. Typically a space will have only one lighting system, but in some cases, it could have two or more . Examples include a general and task lighting system in offices or hotel multi-purpose rooms that have lighting systems for different functions. | unbounded
|  |  |  | AllowanceLength | AllowLen
|  |  |  | AllowanceQuantity | AllowQty
|  |  |  | AllowanceType | AllowType
|  |  |  | DaylitAreaType | DaylitAreaType
|  |  |  | IsAcceptanceTestRequiredReport | IsAcceptanceTestReqdRpt
|  |  |  | LightingControlCountReport | LtgCtrlCntRpt
|  |  |  | LuminaireCount | LumCnt
|  |  |  | LuminaireMountingHeight | LumMntgHgt
|  |  |  | LuminaireReference | LumRef
|  |  |  | LuminaireStatus | LumStatus
|  |  |  | Name | Name
|  |  |  | NonRegulatedExclusion | NonRegExclusion
|  |  |  | PowerRegulated | PwrReg
|  |  |  | VeryValuableDisplayDescription | VeryValDispDesc
|  |  |  | WorkPlaneHeight | WorkPlaneHgt
InteriorWall | IntWall | Spc |  | AdjacentSpaceReference | AdjacentSpcRef |  | NO |  | Optional | Dr | A Wall that separates the Space from another interior Space | unbounded
|  |  |  | Area | Area |  |  |  |  | PolyLp
|  |  |  | Azimuth | Az |  |  |  |  | Win
|  |  |  | ConstructAssemblyReference | ConsAssmRef
|  |  |  | Name | Name
|  |  |  | Status | Status
|  |  |  | Tilt | Tilt
Luminaire | Lum |  | Project | FixtureType | FxtrType |  | YES |  | Optional |  | Container for details of a luminaire type. | unbounded
|  |  |  | HeatGainRadiantFraction | HtGnRadFrac
|  |  |  | HeatGainSpaceFraction | HtGnSpcFrac
|  |  |  | LampType | LampType
|  |  |  | LuminaireDescriptionReport | LumDescRpt
|  |  |  | LuminaireMountingHeight | LumMntgHgt
|  |  |  | Name | Name
|  |  |  | Power | Pwr
|  |  |  | PowerNA8Default | PwrNA8Default
Material | Mat |  | Project | CavityInsulation | CavityIns |  | YES |  | Optional |  | Used in layers in a Construction Assembly and records the type of material and it's characteristics that effect heat transfer such as specific heat capacity, density, thickness.
|  |  |  | CavityInsulationOption | CavityInsOpt
|  |  |  | CodeCategory | CodeCat
|  |  |  | CodeItem | CodeItem
|  |  |  | FramingConfiguration | FrmConfig
|  |  |  | FramingDepth | FrmDepth
|  |  |  | FramingMaterial | FrmMat
|  |  |  | Name | Name
PolyLoop | PolyLp | Ceiling |  |  |  |  | NO |  | Required | CartesianPt | A list of coordinates that make up a polygon in three-dimensional space. All coordinates must lie on the same plane. The right-hand rule applies for defining the outward normal of a surface: For every surface, points must be defined in order, such that the direction of (the average cross-product between (any point, the centroid of the surface, and the next point)) points in the direction of the outward normal, which is a vector pointing away from the associated/parent zone/space. Includes a number of child CartesianPoint objects, with a maximum allowed based on the default quantity of polygon vertices allowed in EnergyPlus (this is 120 in DOE-2.2).
Dr
ExtFlr
ExtShdgObj
ExtWall
IntFlr
IntWall
Roof
Skylt
Spc
UndgrFlr
UndgrWall
Win
Roof | Roof | Spc |  | AdjacentSpaceReference | AdjacentSpcRef |  | NO |  | Optional | PolyLp | Makes up the top exterior boundary of the building envelope. It is generally horizontal or sloped less than 60 degrees from horizontal.
|  |  |  | Area | Area |  |  |  |  | Skylt
|  |  |  | Azimuth | Az
|  |  |  | CRRCAgedEmittance | CRRCAgedEmit
|  |  |  | CRRCAgedReflectance | CRRCAgedRefl
|  |  |  | CRRCAgedSRI | CRRCAgedSRI
|  |  |  | CRRCInitialEmittance | CRRCInitialEmit
|  |  |  | CRRCInitialReflectance | CRRCInitialRefl
|  |  |  | CRRCInitialSRI | CRRCInitialSRI
|  |  |  | CRRCProductID | CRRCProdID
|  |  |  | ConstructAssemblyReference | ConsAssmRef
|  |  |  | FieldAppliedCoating | FieldAppliedCoating
|  |  |  | Name | Name
|  |  |  | Status | Status
|  |  |  | Tilt | Tilt
Schedule | Sch |  | Project | EndDay | EndDay |  | YES |  | Required
|  |  |  | EndMonth | EndMonth
|  |  |  | Name | Name
|  |  |  | ScheduleWeekReference | SchWeekRef
|  |  |  | Type | Type
ScheduleDay | SchDay |  | Project | Hour | Hr |  | YES |  | Required
|  |  |  | Name | Name
|  |  |  | Type | Type
ScheduleWeek | SchWeek |  | Project | Name | Name |  | YES |  | Required
|  |  |  | ScheduleDayAllDaysReference | SchDayAllRef
|  |  |  | ScheduleDayCoolingDesignDayReference | SchDayClgDDRef
|  |  |  | ScheduleDayFridayReference | SchDayFriRef
|  |  |  | ScheduleDayHeatingDesignDayReference | SchDayHtgDDRef
|  |  |  | ScheduleDayHolidayReference | SchDayHolRef
|  |  |  | ScheduleDayMondayReference | SchDayMonRef
|  |  |  | ScheduleDaySaturdayReference | SchDaySatRef
|  |  |  | ScheduleDaySundayReference | SchDaySunRef
|  |  |  | ScheduleDayThursdayReference | SchDayThuRef
|  |  |  | ScheduleDayTuesdayReference | SchDayTueRef
|  |  |  | ScheduleDayWednesdayReference | SchDayWedRef
|  |  |  | ScheduleDayWeekdaysReference | SchDayWDRef
|  |  |  | ScheduleDayWeekendsReference | SchDayWERef
|  |  |  | Type | Type
Skylight | Skylt | Roof |  | Area | Area |  | NO |  | Optional | PolyLp | A fenestration skylight product installed in a roof and includes all construction and thermal properties required for applying the Standards. | unbounded
|  |  |  | FenestrationConstructionReference | FenConsRef
|  |  |  | Name | Name
|  |  |  | Status | Status
Space | Spc | Story |  | Area | Area | MandatoryLtgCtrlCntRpt | NO | ThermalZone | Required | Ceiling | The fundamental unit of space conditioning based on the occupancy type | unbounded
|  |  |  | CodeOtherMinimumVentilationFlow | CodeOtherMinVentFlow | MandatoryLtgCtrlDescRpt |  |  |  | ExtFlr
|  |  |  | CommercialRefrigerationLatentFraction | CommRfrgLatFrac | MandatoryLtgCtrlIsAcceptanceTestReqdRpt |  |  |  | ExtWall
|  |  |  | CommercialRefrigerationLostFraction | CommRfrgLostFrac | MandatoryLtgCtrlIsAutoShutOffCtrlRpt |  |  |  | IntFlr
|  |  |  | CommercialRefrigerationRadiationFraction | CommRfrgRadFrac | MandatoryLtgCtrlIsDayltgCtrlRpt |  |  |  | IntLtgSys
|  |  |  | ConditioningType | CondgType | MandatoryLtgCtrlIsDemandResponseCtrlRpt |  |  |  | IntWall
|  |  |  | DaylightingControlType | DayltgCtrlType | MandatoryLtgCtrlIsManAreaCtrlRpt |  |  |  | PolyLp
|  |  |  | DwellingUnitTypeArea | DwellingUnitTypeArea | MandatoryLtgCtrlIsMultiLvlCtrlRpt |  |  |  | ResSpcDHWFeatures
|  |  |  | DwellingUnitTypeCount | DwellingUnitTypeCnt |  |  |  |  | Roof
|  |  |  | ElevatorCount | ElevCnt |  |  |  |  | UndgrFlr
|  |  |  | ElevatorLatentFraction | ElevLatFrac |  |  |  |  | UndgrWall
|  |  |  | ElevatorLostFraction | ElevLostFrac
|  |  |  | ElevatorPower | ElevPwr
|  |  |  | ElevatorRadiationFraction | ElevRadFrac
|  |  |  | ElevatorScheduleReference | ElevSchRef
|  |  |  | EnclosedSpace | EnclosedSpc
|  |  |  | EnvelopeStatus | EnvStatus
|  |  |  | EscalatorCount | EscalCnt
|  |  |  | EscalatorLatentFraction | EscalLatFrac
|  |  |  | EscalatorLostFraction | EscalLostFrac
|  |  |  | EscalatorPower | EscalPwr
|  |  |  | EscalatorRadiationFraction | EscalRadFrac
|  |  |  | EscalatorScheduleReference | EscalSchRef
|  |  |  | ExhaustAirChangesPerHour | ExhACH
|  |  |  | ExhaustContinuousPerFixture | ExhContPerFixture
|  |  |  | ExhaustFlow | ExhFlow
|  |  |  | ExhaustNumberFixtures | ExhNumFixtures
|  |  |  | ExhaustPerArea | ExhPerArea
|  |  |  | ExhaustPerSpace | ExhPerSpc
|  |  |  | FixedSeating | FxdSeat
|  |  |  | FloorArea | FlrArea
|  |  |  | FloorToCeilingHeight | FlrToCeilingHgt
|  |  |  | FloorZ | FlrZ
|  |  |  | GasEquipmentLatentFraction | GasEqpLatFrac
|  |  |  | GasEquipmentLostFraction | GasEqpLostFrac
|  |  |  | GasEquipmentPowerDensity | GasEqpPwrDens
|  |  |  | GasEquipmentRadiationFraction | GasEqpRadFrac
|  |  |  | GlareAzimuth | GlrAz
|  |  |  | HasProcessExhaust | HasProcExh
|  |  |  | HighRiseResidentialConditionedFloorArea | HighRiseResCondFlrArea
|  |  |  | HotWaterHeatingTotal | HotWtrHtgTot
|  |  |  | HotWaterSupplyTemperatureScheduleReference | HotWtrSupTempSchRef
|  |  |  | HotelModelGuestRoomConditionedFloorArea | HotelMotelGuestRmCondFlrArea
|  |  |  | HotelMotelGuestRoomCount | HotelMotelGuestRmCnt
|  |  |  | InteriorLightingNonRegulatedHeatGainRadiantFraction | IntLtgNonRegHtGnRadFrac
|  |  |  | InteriorLightingNonRegulatedHeatGainSpaceFraction | IntLtgNonRegHtGnSpcFrac
|  |  |  | InteriorLightingNonRegulatedScheduleReference | IntLtgNonRegSchRef
|  |  |  | InteriorLightingRegulatedHeatGainRadiantFraction | IntLtgRegHtGnRadFrac
|  |  |  | InteriorLightingRegulatedHeatGainSpaceFraction | IntLtgRegHtGnSpcFrac
|  |  |  | InteriorLightingSpecificationMethod | IntLtgSpecMthd
|  |  |  | IsAtriumGreaterThan55Feet | IsAtriumGT55Ft
|  |  |  | IsHealthCare | IsHlthCare
|  |  |  | IsPlenumReturn | IsPlenumRet
|  |  |  | KitchenExhaustHoodDuty | KitExhHoodDuty
|  |  |  | KitchenExhaustHoodFlow | KitExhHoodFlow
|  |  |  | KitchenExhaustHoodLength | KitchenExhHoodLen
|  |  |  | KitchenExhaustHoodStyle | KitchenExhHoodStyle
|  |  |  | LaboratoryFumeHoodLength | LabFumeHoodLen
|  |  |  | LaboratoryFumeHoodVerticalAutomaticSashControlFraction | LabFumeHoodVertAutoSashCtrlFrac
|  |  |  | LaboratoryFumeHoodVerticalSashExhaustFlow | LabFumeHoodVertSashExhFlow
|  |  |  | LightingStatus | LtgStatus
|  |  |  | MaximumGlareIndex | MaxGlrIdx
|  |  |  | MinimumDimmingLightFraction | MinDimLtgFrac
|  |  |  | MinimumDimmingPowerFraction | MinDimPwrFrac
|  |  |  | Name | Name
|  |  |  | NumberOfControlSteps | NumOfCtrlSteps
|  |  |  | OccupancySensorControl | OccSensorCtrl
|  |  |  | OccupantFraction | OccFrac
|  |  |  | OccupantNumberFixedSeating | OccNumFxdSeat
|  |  |  | OccupantNumberSimulated | OccNumSim
|  |  |  | Perimeter | Perim
|  |  |  | PrimarySideDaylightingControlledLightingPower | PriSideDayltgCtrlLtgPwr
|  |  |  | PrimarySideDaylightingIlluminanceSetPoint | PriSideDayltgIllumSetpt
|  |  |  | PrimarySideDaylightingInstalledLightingPower | PriSideDayltgInstalledLtgPwr
|  |  |  | PrimarySidelit100PercentControlled | PriSide100PctControlled
|  |  |  | ProcessElectricalLatentFraction | ProcElecLatFrac
|  |  |  | ProcessElectricalLostFraction | ProcElecLostFrac
|  |  |  | ProcessElectricalRadiationFraction | ProcElecRadFrac
|  |  |  | ProcessElectricalScheduleReference | ProcElecSchRef
|  |  |  | ProcessGasLatentFraction | ProcGasLatFrac
|  |  |  | ProcessGasLostFraction | ProcGasLostFrac
|  |  |  | ProcessGasPowerDensity | ProcGasPwrDens
|  |  |  | ProcessGasRadiationFraction | ProcGasRadFrac
|  |  |  | ProcessGasScheduleReference | ProcGasSchRef
|  |  |  | ProposedMinimumExhaustAirChangesPerHour | PropMinExhACH
|  |  |  | ProposedMinimumExhaustFlow | PropMinExhFlow
|  |  |  | ProposedMinimumVentilationAirChangesPerHour | PropMinVentACH
|  |  |  | ProposedMinimumVentilationFlow | PropMinVentFlow
|  |  |  | ReceptacleLatentFraction | RecptLatFrac
|  |  |  | ReceptacleLostFraction | RecptLostFrac
|  |  |  | ReceptacleRadiationFraction | RecptRadFrac
|  |  |  | ResidentialDHWSystemReference | ResDHWSysRef
|  |  |  | ResidentialHotWaterHeatingRate | ResHotWtrHtgRt
|  |  |  | ResidentialSpaceDHWFeaturesReference | ResSpcDHWFeaturesRef
|  |  |  | ReturnPlenumSpaceReference | RetPlenumSpcRef
|  |  |  | SHWFluidSegmentReference | SHWFluidSegRef
|  |  |  | SecondarySideDaylightingControlledLightingPower | SecSideDayltgCtrlLtgPwr
|  |  |  | SecondarySideDaylightingIlluminanceSetPoint | SecSideDayltgIllumSetpt
|  |  |  | SecondarySideDaylightingInstalledLightingPower | SecSideDayltgInstalledLtgPwr
|  |  |  | SecondarySidelit100PercentControlled | SecSide100PctControlled
|  |  |  | SkylightRequirementException | SkyltReqExcpt
|  |  |  | SkylightRequirementExceptionArea | SkyltReqExcptArea
|  |  |  | SkylightRequirementExceptionFraction | SkyltReqExcptFrac
|  |  |  | Skylit100PercentControlled | Skylit100PctControlled
|  |  |  | SkylitDaylightingControlledLightingPower | SkylitDayltgCtrlLtgPwr
|  |  |  | SkylitDaylightingIlluminanceSetPoint | SkylitDayltgIllumSetpt
|  |  |  | SkylitDaylightingInstalledLightingPower | SkylitDayltgInstalledLtgPwr
|  |  |  | SpaceFunction | SpcFunc
|  |  |  | SpaceFunctionDefaultsReference | SpcFuncDefaultsRef
|  |  |  | SupplyPlenumSpaceReference | SupPlenumSpcRef
|  |  |  | ThermalZoneReference | ThrmlZnRef
|  |  |  | VentilationAirChangesPerHour | VentACH
|  |  |  | VentilationFlow | VentFlow
|  |  |  | VentilationPerArea | VentPerArea
|  |  |  | VentilationPerPerson | VentPerPerson
|  |  |  | VentilationPerSpace | VentPerSpc
|  |  |  | VentilationSpaceFunction | VentSpcFunc
|  |  |  | Volume | Vol
SpaceFunctionDefaults | SpcFuncDefaults |  | Project | CommercialRefrigerationLatentFraction | CommRfrgLatFrac |  | YES |  | Optional |  | Container for default specification of internal loads within a Space, based on Space Occupancy Function type.
|  |  |  | CommercialRefrigerationLostFraction | CommRfrgLostFrac
|  |  |  | CommercialRefrigerationRadiationFraction | CommRfrgRadFrac
|  |  |  | DesignInfiltrationRate | DsgnInfRt
|  |  |  | ElevatorCount | ElevCnt
|  |  |  | ElevatorLatentFraction | ElevLatFrac
|  |  |  | ElevatorLostFraction | ElevLostFrac
|  |  |  | ElevatorPower | ElevPwr
|  |  |  | ElevatorRadiationFraction | ElevRadFrac
|  |  |  | ElevatorScheduleReference | ElevSchRef
|  |  |  | EscalatorCount | EscalCnt
|  |  |  | EscalatorLatentFraction | EscalLatFrac
|  |  |  | EscalatorLostFraction | EscalLostFrac
|  |  |  | EscalatorPower | EscalPwr
|  |  |  | EscalatorRadiationFraction | EscalRadFrac
|  |  |  | EscalatorScheduleReference | EscalSchRef
|  |  |  | ExhaustAirChangesPerHour | ExhACH
|  |  |  | ExhaustContinuousPerFixture | ExhContPerFixture
|  |  |  | ExhaustNumberFixtures | ExhNumFixtures
|  |  |  | ExhaustPerArea | ExhPerArea
|  |  |  | ExhaustPerSpace | ExhPerSpc
|  |  |  | FunctionScheduleGroup | FuncSchGrp
|  |  |  | GasEquipmentLatentFraction | GasEqpLatFrac
|  |  |  | GasEquipmentLostFraction | GasEqpLostFrac
|  |  |  | GasEquipmentPowerDensity | GasEqpPwrDens
|  |  |  | GasEquipmentRadiationFraction | GasEqpRadFrac
|  |  |  | HotWaterSupplyTemperature | HotWtrSupTemp
|  |  |  | HotWaterSupplyTemperatureScheduleReference | HotWtrSupTempSchRef
|  |  |  | InfiltrationMethod | InfMthd
|  |  |  | InfiltrationModelCoefficientA | InfModelCoefA
|  |  |  | InfiltrationModelCoefficientB | InfModelCoefB
|  |  |  | InfiltrationModelCoefficientC | InfModelCoefC
|  |  |  | InfiltrationModelCoefficientD | InfModelCoefD
|  |  |  | InfiltrationScheduleReference | InfSchRef
|  |  |  | InteriorLightingNonRegulatedHeatGainRadiantFraction | IntLtgNonRegHtGnRadFrac
|  |  |  | InteriorLightingNonRegulatedHeatGainSpaceFraction | IntLtgNonRegHtGnSpcFrac
|  |  |  | InteriorLightingNonRegulatedScheduleReference | IntLtgNonRegSchRef
|  |  |  | InteriorLightingRegulatedHeatGainRadiantFraction | IntLtgRegHtGnRadFrac
|  |  |  | InteriorLightingRegulatedHeatGainSpaceFraction | IntLtgRegHtGnSpcFrac
|  |  |  | Name | Name
|  |  |  | OccupantFraction | OccFrac
|  |  |  | OccupantLatentHeatRate | OccLatHtRt
|  |  |  | OccupantSensibleHeatRate | OccSensHtRt
|  |  |  | ProcessElectricalLatentFraction | ProcElecLatFrac
|  |  |  | ProcessElectricalLostFraction | ProcElecLostFrac
|  |  |  | ProcessElectricalRadiationFraction | ProcElecRadFrac
|  |  |  | ProcessElectricalScheduleReference | ProcElecSchRef
|  |  |  | ProcessGasLatentFraction | ProcGasLatFrac
|  |  |  | ProcessGasLostFraction | ProcGasLostFrac
|  |  |  | ProcessGasPowerDensity | ProcGasPwrDens
|  |  |  | ProcessGasRadiationFraction | ProcGasRadFrac
|  |  |  | ProcessGasScheduleReference | ProcGasSchRef
|  |  |  | ReceptacleLatentFraction | RecptLatFrac
|  |  |  | ReceptacleLostFraction | RecptLostFrac
|  |  |  | ReceptacleRadiationFraction | RecptRadFrac
|  |  |  | ResidentialDHWSystemReference | ResDHWSysRef
|  |  |  | SHWFluidSegmentReference | SHWFluidSegRef
|  |  |  | SpaceFunction | SpcFunc
|  |  |  | VentilationAirChangesPerHour | VentACH
|  |  |  | VentilationPerArea | VentPerArea
|  |  |  | VentilationPerPerson | VentPerPerson
|  |  |  | VentilationPerSpace | VentPerSpc
|  |  |  | VentilationSpaceFunction | VentSpcFunc
ThermalEnergyStorageModeScheduleDay | ThrmlEngyStorModeSchDay |  | Project | Hour | Hr |  | NO
|  |  |  | Type | Type
UndergroundFloor | UndgrFlr | Spc |  | AdjacentSpaceReference | AdjacentSpcRef |  | NO |  | Optional | PolyLp | A Floor that separates the Space from underground environment
|  |  |  | Area | Area
|  |  |  | Azimuth | Az
|  |  |  | ConstructAssemblyReference | ConsAssmRef
|  |  |  | Name | Name
|  |  |  | PerimeterExposed | PerimExposed
|  |  |  | Status | Status
|  |  |  | Tilt | Tilt
UndergroundWall | UndgrWall | Spc |  | AdjacentSpaceReference | AdjacentSpcRef |  | NO |  | Optional | PolyLp | A Wall that separates the Space from underground environment
|  |  |  | Area | Area
|  |  |  | Azimuth | Az
|  |  |  | ConstructAssemblyReference | ConsAssmRef
|  |  |  | Height | Hgt
|  |  |  | Name | Name
|  |  |  | Status | Status
|  |  |  | Tilt | Tilt
Window | Win | ExtWall |  | Area | Area |  | NO |  | Optional | PolyLp | Vertical fenestration installed an opening in an exterior wall. It may be a window, curtain wall, garden window and a door with 50% or more glazing. | unbounded
|  | IntWall |  | EnableWindowShades | EnableWinShades
|  |  |  | FenestrationConstructionReference | FenConsRef
|  |  |  | Height | Hgt
|  |  |  | IsClerestory | IsClerestory
|  |  |  | LeftFinAngle | LeftFinAngle
|  |  |  | LeftFinDepth | LeftFinDepth
|  |  |  | LeftFinDistance | LeftFinDistance
|  |  |  | LeftFinDistanceAbove | LeftFinDistanceAbove
|  |  |  | LeftFinDistanceBelow | LeftFinDistanceBelow
|  |  |  | LeftFinTransmittance | LeftFinTrans
|  |  |  | LeftFinTransmittanceOption | LeftFinTransOption
|  |  |  | LeftFinTransmittanceScheduleReference | LeftFinTransSchRef
|  |  |  | Name | Name
|  |  |  | OverhangAngle | OverhangAngle
|  |  |  | OverhangDepth | OverhangDepth
|  |  |  | OverhangDistance | OverhangDistance
|  |  |  | OverhangLeftExtension | OverhangLeftExtension
|  |  |  | OverhangRightExtension | OverhangRightExtension
|  |  |  | OverhangTransmittance | OverhangTrans
|  |  |  | OverhangTransmittanceOption | OverhangTransOption
|  |  |  | OverhangTransmittanceScheduleReference | OverhangTransmittanceScheduleReference
|  |  |  | RightFinAngle | RightFinAngle
|  |  |  | RightFinDepth | RightFinDepth
|  |  |  | RightFinDistance | RightFinDistance
|  |  |  | RightFinDistanceAbove | RightFinDistanceAbove
|  |  |  | RightFinDistanceBelow | RightFinDistanceBelow
|  |  |  | RightFinTransmittance | RightFinTrans
|  |  |  | RightFinTransmittanceOption | RightFinTransOption
|  |  |  | RightFinTransmittanceScheduleReference | RightFinTransSchRef
|  |  |  | Status | Status
|  |  |  | Width | Wd
|  |  |  | X | X
|  |  |  | Y | Y

## ObjProps
Object | CBECC NR Property | CBECC NR Property Short Form | DataType | Units | Enumerations | Alias for Property | Compliance Use | CBECC NR Array | Referenced Objects | Referenced HVAC Objects | XSD ELEMATTRIB minOccurs | XSD ELEMATTRIB maxOccurs | CBECC NR minInclusive | CBECC NR maxInclusive | Calculations And Rules CBECC NR | Definition
Building
| AboveGradeStoryCount | AboveGrdStoryCnt | integer | none |  |  | Required | [5 empty] | 1 |  |  | An attribute of the Building object for recording the number of above grade stories in the building which is used in several rules.
| AboveGradeStoryCountAltered | AboveGrdStoryCntAltered | integer | none |  |  | Optional | [5 empty] | 0 |  |  | The number of altered above grade stories in an alterations/additions building which is used in several rules.
| AboveGradeStoryCountExisting | AboveGrdStoryCntExisting | integer | none |  |  | Optional | [5 empty] | 0 |  |  | The number of existing above grade stories in an alterations/additions building which is used in several rules.
| AboveGradeStoryCountNew | AboveGrdStoryCntNew | integer | none |  |  | Optional | [5 empty] | 0 |  |  | The number of new above grade stories in an alterations/additions building which is used in several rules.
| BelowGradeStoryCount | BelowGrdStoryCnt | integer | none
| BuildingAzimuth | BldgAz | decimal | deg arc |  |  | Required | [5 empty] | 0 | 360 |  | the angle between the model Y axis and True North, measured clockwise from the Y Axis in Degrees
| BuildingTerrain | BldgTerrain | enumerated list | none | City; Country; Ocean; Suburbs; Urban |  | Optional | [8 empty] | This describes the terrain in which the building is located and has an affect on design day and annual simulations.
| BuildingUniqueID_CEC |  | string | none |  |  |  | No | [7 empty] | This token uniquely identifies a whole building, developed by the California Energy Commission.
| CoilCoolingCapacity | CoilClgCap | decimal | Btu per h |  |  | Defaulted | [5 empty] | 0
| CoilCoolingCapacityHydronic | CoilClgCapHydronic | decimal | Btu per h |  |  | Defaulted | No
| CoilHeatingCapacity | CoilHtgCap | decimal | Btu per h |  |  | Defaulted | [5 empty] | 0
| CoilHeatingCapacityHydronic | CoilHtgCapHydronic | decimal | Btu per h |  |  | Defaulted | No
| ControlSystemType | CtrlSysType | enumerated list | none | DDCToZoneLevel; NoControlSystem; OtherControlSystem | [10 empty] | This defines what type of control system is used in the building to control energy use.
| FunctionClassificationMethod | FuncClassMthd | enumerated list | none | AreaCategoryMethod |  | Optional | [8 empty] | One of two methods of assigning building occupancy for the project - either complete building or at the space level. This is dependent on whether the user have submitted lighting plans for the whole building or not.
| HighRiseResidentialLivingUnitCount | HighRiseResLivingUnitCnt | integer | none |  |  | Defaulted | [5 empty] | 0 | 10000 |  | The total number of high-rise residential or hotel/motel living units in the building
| HotelMotelGuestRoomCount | HotelMotelGuestRmCnt | integer | none |  |  | Defaulted | [5 empty] | 0 | 10000
| LivingUnitCountAltered | LivingUnitCntAltered | integer | none |  |  | Optional | [5 empty] | 0 |  |  | The total number of altered high-rise residential or hotel/motel living units in an alterations/additions building
| LivingUnitCountExisting | LivingUnitCntExisting | integer | none |  |  | Optional | [5 empty] | 0 |  |  | The total number of existing high-rise residential or hotel/motel living units in an alterations/additions building
| LivingUnitCountNew | LivingUnitCntNew | integer | none |  |  | Optional | [5 empty] | 0 |  |  | The total number of new high-rise residential or hotel/motel living units in an alterations/additions building
| Name | Name | string | none |  |  | Required | [8 empty] | A string that uniquely defines an object in the data model. It can be assigned in other objects as a Reference to the object, similar to a foreign key in relational database tables.
| NonresidentialFloorArea | NonResFlrArea | decimal | ft2 |  |  | Defaulted | [5 empty] | 0
| NonresidentialStoryCountElectricHeat | NonResStoryCntElecHt | integer | none |  |  | Optional
| NonresidentialStoryCountFossilHeat | NonResStoryCntFossilHt | integer | none |  |  | Optional
| OccupantFraction | OccFrac | decimal | none |  |  | Defaulted | [5 empty] | 0.5 | 5 |  | This is the percentage of BuildingTotalGrossFloorArea that is occupied and operational
| PlantCoolingCapacity | PlantClgCap | decimal | Btu per h |  |  | Defaulted | [5 empty] | 0
| PlantHeatingCapacity | PlantHtgCap | decimal | Btu per h |  |  | Defaulted | [5 empty] | 0
| RelocatablePublicSchoolBuilding | RelocPubSchoolBldg | boolean | none |  |  | Optional
| ResidentialFloorArea | ResFlrArea | decimal | ft2 |  |  | Defaulted | [5 empty] | 0
| ResidentialStoryCountElectricHeat | ResStoryCntElecHt | integer | none |  |  | Optional
| ResidentialStoryCountFossilHeat | ResStoryCntFossilHt | integer | none |  |  | Optional
| TotalConditionedVolume | TotCondVol | decimal | ft3 |  |  | Defaulted | [5 empty] | 1
| TotalFloorArea | TotFlrArea | decimal | ft2 |  |  | Defaulted | [5 empty] | 1 |  |  | BuildlingGrossTotalFloorArea is the gross floor area of the building measured from exterior surface to exterior surface and including all reas inside the building envelope.
| TotalStoryCount | TotStoryCnt | integer | none |  |  | Required | [5 empty] | 1 |  |  | The total number of stories in a building and includes both above grade stories and any below grade stories.
| TotalStoryCountAltered | TotStoryCntAltered | integer | none |  |  | Optional | [5 empty] | 0 |  |  | The total number of altered stories in an alterations/additions building and includes both above grade stories and any below grade stories.
| TotalStoryCountExisting | TotStoryCntExisting | integer | none |  |  | Optional | [5 empty] | 0 |  |  | The total number of existing stories in an alterations/additions building and includes both above grade stories and any below grade stories.
| TotalStoryCountNew | TotStoryCntNew | integer | none |  |  | Optional | [5 empty] | 0 |  |  | The total number of new stories in an alterations/additions building and includes both above grade stories and any below grade stories.
| TotalUnconditionedFloorArea | TotUncondFlrArea | decimal | ft2 |  |  | NotInput | [8 empty] | All unconditioned floor area in the Building project. It can be derived by summing Zone Floor Area of all Zones with Space Conditioning Type set to Unconditioned
| WholeBuildingModeled | WholeBldgModeled | boolean | none |  |  | Defaulted
| WholePlantModeled | WholePlantModeled | boolean | none |  |  | Defaulted | No
| Zipcode | Zipcode | string | none
BuildingStory
| FloorToCeilingHeight | FlrToCeilingHgt | decimal | ft |  |  | Required | [7 empty] | Required when Project:GeometryInputType = 'Simplified', else NotInput | The measurement of height from the top surface of the floor to the bottom surface of the ceiling in an enclosed space.
| FloorToFloorHeight | FlrToFlrHgt | decimal | ft |  |  | Required | [7 empty] | Required when Project:GeometryInputType = 'Simplified', else NotInput | The measurement of height from the top surface of the floor to the top surface of the floor in the above story space.
| Multiplier | Mult | integer | none |  |  | Defaulted | [5 empty] | 1 |  |  | The number of duplicate building stories to be simulated in the model. This value must be consistent with the multipliers for thermal zones and the number of HVAC systems that serve zones on floors with multipliers
| Name | Name | string | none |  |  | Required | [8 empty] | A string that uniquely defines an object in the data model. It can be assigned in other objects as a Reference to the object, similar to a foreign key in relational database tables.
| Z | Z | decimal | ft |  |  | CondRequired | [7 empty] | Required when Project:GeometryInputType = 'Simplified', else NotInput | Height above site ground level (negative for below grade stories)
CartesianPoint
| Coordinate | Coord | decimal | ft |  |  | Required | Yes |  |  | 3 | 3 |  |  |  | The x, y or z length measured from an origin.
Ceiling
| AdjacentSpaceReference | AdjacentSpcRef | reference | none |  |  | CondRequired |  | Space | [6 empty] | This references the space on the other side of an interior partition.
| Area | Area | decimal | ft2 |  |  | Required | [5 empty] | 0.01 |  | Required when Proj:GeometryInpType = 'Simplified', else NotInput
| Azimuth | Az | decimal | deg arc |  |  | Required | [7 empty] | Required when Proj:GeometryInpType = 'Simplified', else NotInput; PVArray Azimuth is Defaulted | A measure of the orientation of a planar surface. The azimuth of any planar building surface element is measured in the plane upon which the building sits (the base plane). It is the angle, measured clockwise, between the true North vector and the outward pointing normal to the building surface element. The azimuth of a North-facing building surface is thus 0 degrees. Units: degrees Cardinal orientation of north, south, east and west can be derived from the Azimuth
| ConstructAssemblyReference | ConsAssmRef | reference | none |  |  | Required |  | ConstructAssembly
| Name | Name | string | none |  |  | Required | [8 empty] | A string that uniquely defines an object in the data model. It can be assigned in other objects as a Reference to the object, similar to a foreign key in relational database tables.
| Tilt | Tilt | decimal | deg arc |  |  | CondRequired | [7 empty] | Required when Proj:GeometryInpType = 'Simplified', else NotInput | The angle of inclination of a planar surface to the horizontal. Units: degrees Tilt is an attribute of Spatial Attitude that is part of the definition of the Surface Geometry for Exterior Wall and Roof. It is also used to define the tilt angle of a photovoltaic array.
ConstructAssembly
| BallastedRoof | BallastedRoof | boolean | none |  |  | Defaulted
| BuiltUpRoof | BuiltUpRoof | boolean | none |  |  | Defaulted
| CompatibleSurfaceType | CompatibleSurfType | enumerated list | none | Ceiling; ExteriorFloor; ExteriorWall; InteriorFloor; InteriorWall; Roof; UndergroundFloor; UndergroundWall |  | Required | [8 empty] | Identifies the valid surface object type that the ConstructionAssembly can be assigned to.
| ConstructionAssemblyNotes | ConsAssmNotes | string | none |  |  | CondRequired
| CRRCAgedEmittance | CRRCAgedEmit | decimal | none |  |  | CondRequired | [5 empty] | 0 | 1 |  | The CRRC rated 3-year aged thermal emittance of a roofing material.
| CRRCAgedReflectance | CRRCAgedRefl | decimal | none |  |  | CondRequired | [5 empty] | 0 | 1 |  | The CRRC rated 3-year aged solar reflectance of a roofing material.
| CRRCAgedSRI | CRRCAgedSRI | integer | none |  |  | CondRequired | [8 empty] | The CRRC rated 3-year aged Solar Reflective Index (SRI) of a roofing material.The SRIis a measure defined by the Lawrence Berkeley National Laboratory as the roof's ability to reject solar heat, as shown by a small temperature rise.
| CRRCInitialEmittance | CRRCInitialEmit | decimal | none |  |  | CondRequired | [5 empty] | 0 | 1 |  | The CRRC rated initial thermal emittance of a roofing material.
| CRRCInitialReflectance | CRRCInitialRefl | decimal | none |  |  | CondRequired | [5 empty] | 0 | 1 |  | The CRRC rated initial solar reflectance of a roofing material.
| CRRCInitialSRI | CRRCInitialSRI | integer | none |  |  | CondRequired | [8 empty] | The CRRC rated initial Solar Reflective Index (SRI) of a roofing material.The SRIis a measure defined by the Lawrence Berkeley National Laboratory as the roof's ability to reject solar heat, as shown by a small temperature rise.
| CRRCProductID | CRRCProdID | string | none |  |  | CondRequired | [8 empty] | The CRRC product identification number for the roofing product
| CRRCSolarReflectanceIndex | CRRCSRI | decimal | none |  |  | Optional
| FieldAppliedCoating | FieldAppliedCoating | boolean | none |  |  | CondRequired | [8 empty] | Defines whether a roof coating is field or factory applied. Required for ACM aged reflectance equation.
| MaterialReference | MatRef | reference | none |  |  | CondRequired | Yes | Material |  | 0 | 10
| Name | Name | string | none |  |  | Required | [8 empty] | A string that uniquely defines an object in the data model. It can be assigned in other objects as a Reference to the object, similar to a foreign key in relational database tables.
| RoofDensity | RoofDens | boolean | none |  |  | Defaulted
| SlabInsulationOrientation | SlabInsOrientation | enumerated list | none | 12inHorizontal; 12inVertical; 24inHorizontal; 24inVertical; 36inHorizontal; 36inVertical; 48inHorizontal; 48inVertical; FullyInsulatedSlab; HorizontalAndVertical; None |  | Optional | [8 empty] | The location and extent of slab-on-grade floor insulation
| SlabInsulationThermalResistance | SlabInsThrmlR | enumerated list | none | R0; R10; R15; R20; R25; R30; R35; R40; R45; R5; R50; R55; R7_5 |  | Optional | [8 empty] | The rated R-value of slab-on-grade floor insulation.
| SlabType | SlabType | enumerated list | none | HeatedSlabBelowGrade; HeatedSlabOnGrade; UnheatedSlabBelowGrade; UnheatedSlabOnGrade |  | Optional | [8 empty] | The classifications for floors in contact with the ground.
DesignDay
| CoincidentWetBulb | CoinWB | decimal | F |  |  | Required | [8 empty] | The wet bulb termperature occuring coincident with a specific dry bulb temperature
| DesignDryBulb | DsgnDB | decimal | F |  |  | Required | [8 empty] | The design dry bulb temperature is the used for equipment sizing calculations
| DesignDryBulbRange | DsgnDBRng | decimal | F |  |  | Required
| Month | Month | integer | none |  |  | Required | [5 empty] | 1 | 12 |  | Interger value represents the month of the year and therefore is in the range of 1-12
| MonthDay | Day | integer | none |  |  | Required | [5 empty] | 1 | 31 |  | Integer value represents the day of the month and therefore is in the range of 1-31, with limits on the high end depending on the value for the Month property
| Name | Name | string | none |  |  | Required | [8 empty] | A string that uniquely defines an object in the data model. It can be assigned in other objects as a Reference to the object, similar to a foreign key in relational database tables.
| SkyClearness | SkyClear | decimal | none |  |  | Required | [8 empty] | This is a decmial value denoting the clearness used in the design day simulation
| Type | Type | enumerated list | none | Cooling; Heating |  | Required
| WindDirection | WindDirection | decimal | deg arc |  |  | Required
| WindSpeed | WindSpd | decimal | mph |  |  | Required
Door
| Area | Area | decimal | ft2 |  |  | Required | [5 empty] | 0.01 |  | Required when Proj:GeometryInpType = 'Simplified', else NotInput
| DoorConstructionReference | DrConsRef | reference | none |  |  | Optional |  | DoorConstruction
| Height | Hgt | decimal | ft |  |  | CondRequired | [7 empty] | Required when GeometryInpType = Simplified and window shades specified, else NotInput. PVArray Height is Optional | Measures the vertical extent of a vertical rectangular surface such as a wall or door or a space. Units: feet.
| Name | Name | string | none |  |  | Required | [8 empty] | A string that uniquely defines an object in the data model. It can be assigned in other objects as a Reference to the object, similar to a foreign key in relational database tables.
| Operation | Oper | enumerated list | none | NonSwinging; Swinging |  | Optional | [8 empty] | An enumeration with values of swinging and non-swinging. Non-swinging would include sliding doors and roll-up doors.
| Status | Status | enumerated list | none | Altered; Existing; New |  | Required | [8 empty] | Status of a component in an existing alteration and addition (EAA)project
| Width | Wd | decimal | ft |  |  | CondRequired | [7 empty] | Required when GeometryInpType = Simplified and window shades specified, else NotInput; PVArray Height is Optional | The shorter of the two dimensions of a horizontal rectangular surface or the horizontal extent of a vertical rectangular surface Units: feet
| X | X | decimal | ft |  |  | CondRequired | [7 empty] | For CBECC-Com nonresidential simulations, this is required when GeometryInpType = Simplified and window shades specified and multiple windows or doors, else NotInput | A member of a CartesianPoint representing the length along the X axis from the origin.
| Y | Y | decimal | ft |  |  | CondRequired | [7 empty] | For CBECC-Com nonresidential simulations, this is required when GeometryInpType = Simplified and window shades specified and multiple windows or doors, else NotInput | A member of a CartesianPoint representing the length along the Y axis from the origin.
DoorConstruction
| CertificationMethod | CertificationMthd | enumerated list | none | DefaultPerformance; NFRCRated |  | Required
| DoorAutomaticCloser | DrAutoCloser | boolean | none |  |  | Defaulted | No
| Name | Name | string | none |  |  | Required | [8 empty] | A string that uniquely defines an object in the data model. It can be assigned in other objects as a Reference to the object, similar to a foreign key in relational database tables.
| Open | Open | enumerated list | none | NonSwinging; Swinging |  | Optional | [8 empty] | An enumeration with values of swinging and non-swinging. Non-swinging would include sliding doors and roll-up doors.
| Type | Type | enumerated list | none | InsulatedSingleLayerSectionalMetal; InsulatedSwingingMetal; UninsulatedDoubleLayerMetal; UninsulatedSingleLayerMetal; UninsulatedSingleLayerRollupMetal; WoodOther; WoodThick |  | Required
| UFactor | UFactor | decimal | Btu per h ft2 F |  |  | Optional | [8 empty] | The overall coefficient of thermal transmittance through a layer or construction assembly. It includes air film resistance at both surfaces.
ExteriorFloor
| AdjacentSpaceReference | AdjacentSpcRef | reference | none |  |  | CondRequired |  | Space | [6 empty] | This references the space on the other side of an interior partition.
| Area | Area | decimal | ft2 |  |  | Required | [5 empty] | 0.01 |  | Required when Proj:GeometryInpType = 'Simplified', else NotInput
| Azimuth | Az | decimal | deg arc |  |  | Required | [7 empty] | Required when Proj:GeometryInpType = 'Simplified', else NotInput; PVArray Azimuth is Defaulted | A measure of the orientation of a planar surface. The azimuth of any planar building surface element is measured in the plane upon which the building sits (the base plane). It is the angle, measured clockwise, between the true North vector and the outward pointing normal to the building surface element. The azimuth of a North-facing building surface is thus 0 degrees. Units: degrees Cardinal orientation of north, south, east and west can be derived from the Azimuth
| ConstructAssemblyReference | ConsAssmRef | reference | none |  |  | Required |  | ConstructAssembly
| Name | Name | string | none |  |  | Required | [8 empty] | A string that uniquely defines an object in the data model. It can be assigned in other objects as a Reference to the object, similar to a foreign key in relational database tables.
| Status | Status | enumerated list | none | Altered; Existing; New |  | Required | [8 empty] | Status of a component in an existing alteration and addition (EAA)project
| Tilt | Tilt | decimal | deg arc |  |  | CondRequired | [7 empty] | Required when Proj:GeometryInpType = 'Simplified', else NotInput | The angle of inclination of a planar surface to the horizontal. Units: degrees Tilt is an attribute of Spatial Attitude that is part of the definition of the Surface Geometry for Exterior Wall and Roof. It is also used to define the tilt angle of a photovoltaic array.
ExteriorWall
| AdjacentSpaceReference | AdjacentSpcRef | reference | none |  |  | CondRequired |  | Space | [6 empty] | This references the space on the other side of an interior partition.
| Area | Area | decimal | ft2 |  |  | Required | [5 empty] | 0.01 |  | Required when Proj:GeometryInpType = 'Simplified', else NotInput
| Azimuth | Az | decimal | deg arc |  |  | Required | [7 empty] | Required when Proj:GeometryInpType = 'Simplified', else NotInput; PVArray Azimuth is Defaulted | A measure of the orientation of a planar surface. The azimuth of any planar building surface element is measured in the plane upon which the building sits (the base plane). It is the angle, measured clockwise, between the true North vector and the outward pointing normal to the building surface element. The azimuth of a North-facing building surface is thus 0 degrees. Units: degrees Cardinal orientation of north, south, east and west can be derived from the Azimuth
| ConstructAssemblyReference | ConsAssmRef | reference | none |  |  | Required |  | ConstructAssembly
| DisplayPerimeter | DisplayPerim | decimal | ft |  |  | Optional | [8 empty] | The length of an exterior wall in a building of CBC Occupancy Group B; F Div1, or M, that immediately abuts a public sidewalk, measured at the sidewalk level for each story that abuts a public sidewalk. It can be derived using the CBC Occupancy type and the Width dimension of the Exterior Wall.
| Height | Hgt | decimal | ft |  |  | CondRequired | [7 empty] | Required when GeometryInpType = Simplified and window shades specified, else NotInput. PVArray Height is Optional | Measures the vertical extent of a vertical rectangular surface such as a wall or door or a space. Units: feet.
| Name | Name | string | none |  |  | Required | [8 empty] | A string that uniquely defines an object in the data model. It can be assigned in other objects as a Reference to the object, similar to a foreign key in relational database tables.
| Status | Status | enumerated list | none | Altered; Existing; New |  | Required | [8 empty] | Status of a component in an existing alteration and addition (EAA)project
| Tilt | Tilt | decimal | deg arc |  |  | CondRequired | [7 empty] | Required when Proj:GeometryInpType = 'Simplified', else NotInput | The angle of inclination of a planar surface to the horizontal. Units: degrees Tilt is an attribute of Spatial Attitude that is part of the definition of the Surface Geometry for Exterior Wall and Roof. It is also used to define the tilt angle of a photovoltaic array.
| Width | Wd | decimal | ft |  |  | CondRequired | [7 empty] | Required when GeometryInpType = Simplified and window shades specified, else NotInput; PVArray Height is Optional | The shorter of the two dimensions of a horizontal rectangular surface or the horizontal extent of a vertical rectangular surface Units: feet
ExternalShadingObject
| Name | Name | string | none |  |  | Required | [8 empty] | A string that uniquely defines an object in the data model. It can be assigned in other objects as a Reference to the object, similar to a foreign key in relational database tables.
| SolarReflectance | SolRefl | decimal | none |  |  | Optional | [8 empty] | From E+ Input/Output Ref:The diffuse solar reflectance of the unglazed part of the shading surface (default = 0.2). This reflectance is assumed to be the same for beam-to-diffuse and diffuse-to-diffuse reflection. Beam-to-diffuse reflection is assumed to be independent of angle of incidence of beam radiation. Diffuse-to-diffuse reflection is assumed to be independent of angular distribution of the incident of diffuse radiation. The outgoing diffuse radiation is assumed to be isotropic (hemispherically uniform). The sum of this reflectance and the shading surface transmittance should be less than or equal to 1.0.
| Status | Status | enumerated list | none | Altered; Existing; New |  | Required | [8 empty] | Status of a component in an existing alteration and addition (EAA)project
| Transmittance | Trans | decimal | none |  |  | Optional
| TransmittanceOption | TransOption | enumerated list | none | Constant; Scheduled |  | Defaulted
| TransmittanceScheduleReference | TransSchRef | reference | none |  |  | Optional |  | Schedule | [6 empty] | A schedule of type Fraction which defines the hourly transmittance of the shading object.
| VisibleReflectance | VisRefl | decimal | none |  |  | Optional | [8 empty] | From E+ Input/Output Ref:The diffuse visible reflectance of the unglazed part of the shading surface (default = 0.2). This reflectance is assumed to be the same for beam-to-diffuse and diffuse-to-diffuse reflection. Beam-to-diffuse reflection is assumed to be independent of angle of incidence of beam radiation. Diffuse-to-diffuse reflection is assumed to be independent of angular distribution of the incident of diffuse radiation. The outgoing diffuse radiation is assumed to be isotropic (hemispherically uniform). This value if used only for the daylighting calculation (ref: Daylighting:Controls). The sum of this reflectance and the shading surface transmittance should be less than or equal to 1.0.
| WindowReference | WinRef | reference | none |  |  | Optional | No | Window
FenestrationConstruction
| AssemblyContext | AssmContext | enumerated list | none | FieldFabricated; Manufactured; SiteBuilt |  | CondRequired | [8 empty] | The context in which a building element was assembled for installation.
| CertificationMethod | CertificationMthd | enumerated list | none | COGEquations; DefaultPerformance; NFRCRated |  | Required
| Diffusing | Diffusing | boolean | none |  |  | Optional
| DynamicGlazing | DynamicGlz | boolean | none |  |  | Required
| FenestrationFraming | FenFrm | enumerated list | none | MetalFraming; MetalFramingWithThermalBreak; NonMetalFraming |  | CondRequired | [8 empty] | The type of frame used for a fenestration product defined in the CBECC NR input data model text file.
| FenestrationPanes | FenPanes | enumerated list | none | DoublePane; GlassBlock; SinglePane; TranslucentOrTransparentPanel |  | CondRequired
| FenestrationProductType | FenProdType | enumerated list | none | CurtainWall; FixedWindow; GlazedDoor; NotApplicable; OperableWindow |  | CondRequired
| FenestrationType | FenType | enumerated list | none | Skylight; VerticalFenestration |  | Required
| GlazingTint | GlzTint | enumerated list | none | ClearGlazing; TintedGlazing |  | CondRequired | [8 empty] | Has values of clear and tinted and is used in assigning mandatory default SHGC values.
| GreenhouseGardenWindow | GreenhouseGardenWin | boolean | none |  |  | CondRequired | [8 empty] | Used in selection of default properties
| Name | Name | string | none |  |  | Required | [8 empty] | A string that uniquely defines an object in the data model. It can be assigned in other objects as a Reference to the object, similar to a foreign key in relational database tables.
| OperableWindowConfiguration | OperableWinConfiguration | enumerated list | none | CasementAwning; Sliding |  | CondRequired | [8 empty] | Used in selection of Table NA-6 properties
| ShadingCredit | ShdgCred | boolean | none |  |  | Required
| SHGC | SHGC | decimal | none |  |  | CondRequired | [8 empty] | The ratio of the solar heat gain entering a space, through the subject fenestration product, to the incident solar radiation. Solar heat gain includes directly transmitted solar heat and absorbed solar radiation which is then re-radiated, conducted or convected into the space. often referred to as SHGC.
| SHGCCenterOfGlass | SHGCCOG | decimal | none |  |  | CondRequired | [8 empty] | The ratio of the solar heat gain entering a space, through the subject fenestration product, to the incident solar radiation. Solar heat gain includes directly transmitted solar heat and absorbed solar radiation which is then re-radiated, conducted or convected into the space. often referred to as SHGC.
| SkylightCurb | SkyltCurb | enumerated list | none | CurbMounted; DeckMounted |  | CondRequired | [8 empty] | Curb or No Curb. For selection of NA-6 properties
| SkylightGlazing | SkyltGlz | enumerated list | none | Glass; Plastic |  | CondRequired | [8 empty] | Used in selection of baseline properties
| UFactor | UFactor | decimal | Btu per h ft2 F |  |  | CondRequired | [5 empty] | 0 | 2.5 |  | The overall coefficient of thermal transmittance through a layer or construction assembly. It includes air film resistance at both surfaces.
| UFactorCenterOfGlass | UFactorCOG | decimal | Btu per h ft2 F |  |  | CondRequired | [8 empty] | The overall coefficient of thermal transmittance through glass of a fenestration product.
| VisibleTransmittance | VT | decimal | none |  |  | CondRequired | [8 empty] | The fraction of incident visible radiation that is transmitted by the material. Visible radiation includes only a sub-range of solar radiation and excludes infrared and ultraviolet wavelengths.
| VisibleTransmittanceCenterOfGlass | VTCOG | decimal | none |  |  | CondRequired | [8 empty] | The fraction of incident visible radiation that is transmitted by the material. Visible radiation includes only a sub-range of solar radiation and excludes infrared and ultraviolet wavelengths.
| WindowDivider | WinDivider | enumerated list | none | - n/a -; DividerBetwnPanesGreaterThanOrEqualTo7_16in; DividerBetwnPanesLessThan7_16in; NoDivider; TrueDividedLite |  | CondRequired | [8 empty] | Used in selection of default properties
Holiday
| Day | Day | integer | none |  |  | Optional | [8 empty] | Interger value represents the day of the month and therefore is in the range of 1-31, with limits on the high end depending on the value for the Month property
| DayOfWeek | DayOfWeek | enumerated list | none | Friday; Monday; Saturday; Sunday; Thursday; Tuesday; Wednesday |  | Optional
| Month | Month | enumerated list | none | April; August; December; February; January; July; June; March; May; November; October; September |  | Required
| Name | Name | string | none |  |  | Required | [8 empty] | A string that uniquely defines an object in the data model. It can be assigned in other objects as a Reference to the object, similar to a foreign key in relational database tables.
| SpecificationMethod | SpecMthd | enumerated list | none | Date; First; Fourth; Last; Second; Third |  | Required
InteriorFloor
| AdjacentSpaceReference | AdjacentSpcRef | reference | none |  |  | CondRequired |  | Space | [6 empty] | This references the space on the other side of an interior partition.
| Area | Area | decimal | ft2 |  |  | Required | [5 empty] | 0.01 |  | Required when Proj:GeometryInpType = 'Simplified', else NotInput
| Azimuth | Az | decimal | deg arc |  |  | Required | [7 empty] | Required when Proj:GeometryInpType = 'Simplified', else NotInput; PVArray Azimuth is Defaulted | A measure of the orientation of a planar surface. The azimuth of any planar building surface element is measured in the plane upon which the building sits (the base plane). It is the angle, measured clockwise, between the true North vector and the outward pointing normal to the building surface element. The azimuth of a North-facing building surface is thus 0 degrees. Units: degrees Cardinal orientation of north, south, east and west can be derived from the Azimuth
| ConstructAssemblyReference | ConsAssmRef | reference | none |  |  | Required |  | ConstructAssembly
| Name | Name | string | none |  |  | Required | [8 empty] | A string that uniquely defines an object in the data model. It can be assigned in other objects as a Reference to the object, similar to a foreign key in relational database tables.
| Status | Status | enumerated list | none | Altered; Existing; New |  | Required | [8 empty] | Status of a component in an existing alteration and addition (EAA)project
| Tilt | Tilt | decimal | deg arc |  |  | CondRequired | [7 empty] | Required when Proj:GeometryInpType = 'Simplified', else NotInput | The angle of inclination of a planar surface to the horizontal. Units: degrees Tilt is an attribute of Spatial Attitude that is part of the definition of the Surface Geometry for Exterior Wall and Roof. It is also used to define the tilt angle of a photovoltaic array.
InteriorLightingSystem
| AllowanceArea | AllowArea | decimal | ft2 |  |  | Defaulted
| AllowanceLength | AllowLen | decimal | ft |  |  | Defaulted | [8 empty] | Linear width of white/chalk board associated with AreaCategoryMethodAllowanceType of WhiteOrChalkBoard used to calculate power allowance.
| AllowanceQuantity | AllowQty | decimal | none |  |  | Defaulted
| AllowanceType | AllowType | enumerated list | none | AccentDisplayFeature; Decorative; Ornamental; ParkingGarageATMLighting; PrecisionCommercialIndustrial; SpecializedLabTaskWork; SpecializedTaskWork; TailoredFloorDisplayAllowance; TailoredOrnamentalAndSpecialEffectAllowance; TailoredTaskAllowance; TailoredVeryValuableDisplayCaseAllowance; TailoredWallDisplayAllowance; VideoConferencingStudioLighting; WhiteOrChalkBoard |  | Defaulted | [8 empty] | Combines AreaCategory and TailoredMethod Allowance Types Enums into a single enumerated list
| DaylitAreaType | DaylitAreaType | enumerated list | none | PrimarySidelit; SecondarySidelit; SkylitDaylit |  | Defaulted | [8 empty] | Defines whether the daylighting control area is under a skylight or next to a window or some distance from a window
| IsAcceptanceTestRequiredReport | IsAcceptanceTestReqdRpt | boolean | none |  |  | Defaulted |  |  |  | 0 | 5
| LightingControlCountReport | LtgCtrlCntRpt | boolean | none |  |  | Defaulted |  |  |  | 0 | 5
| LuminaireCount | LumCnt | integer | none |  |  | Defaulted | Yes |  |  | 0 | 5 |  |  |  | Array of the count of upto 5 different types of luminaires
| LuminaireMountingHeight | LumMntgHgt | decimal | ft |  |  | Defaulted | [8 empty] | Distance from the finished floor to the bottom of the luminaire
| LuminaireReference | LumRef | reference | none |  |  | Optional | Yes | Luminaire |  | 0 | 5 |  |  |  | Reference to a luminaire object
| LuminaireStatus | LumStatus | enumerated list | none | Altered; Existing; Future; New |  | Defaulted | Yes |  |  | 0 | 5 |  |  |  | Defines if a construction or equipment is new, existing, modified, removed. Standards such as efficiency standards may not apply if a construction or equipment in a project is existing. equipment may be moved and reinstalled in the project.
| Name | Name | string | none |  |  | Required | [8 empty] | A string that uniquely defines an object in the data model. It can be assigned in other objects as a Reference to the object, similar to a foreign key in relational database tables.
| NonRegulatedExclusion | NonRegExclusion | enumerated list | none | ATMLighting; CBCRequiredExitSign; CBCRequiredExitwayOrEgressNormallyOff; DanceFloorOrTheatrical; ElevatorLighting; ExamSurgicalNightOrEquipmentIntegratedInMedicalOrClinical; FilmOrPhotoStudioLightingSeparatelySwitched; HighRiseResidentialDwellingUnit; HistoricBuilding; HotelMotelGuestRoom; LightingDemonstrationEquipInLightingEducationFacilities; LightingEquipmentForSale; ManufacturerInstalledInFreezerVendingFoodPrepScientificOrIndEquip; PlantGrowthOrMaintWithMultiLevelAstroTimer; SignageLighting; SmallAgriculturalBuilding; SmallNonresidentialParkingGarage; SmallRefrigeratedCases; SmallUnconditionedAgriculturalBuilding; TemporaryExhibitSeparatelySwitchedInCivicTransConvOrHotel; TemporaryLightingSystems; ThemeParksThemeAndSpecialEffects |  | CondRequired | [7 empty] | Required when IntLtgSys:PwrReg = 0, else NotInput | Category allowing exclusion of interior lighting system power from regulated amount.
| PowerRegulated | PwrReg | boolean | none |  |  | Defaulted | [8 empty] | Boolean flag regarding Regulated vs. Non-Regulated power for an interior lighting system. Defaults to TRUE=Regulated.
| VeryValuableDisplayDescription | VeryValDispDesc | string | none |  |  | Optional
| WorkPlaneHeight | WorkPlaneHgt | decimal | ft |  |  | Defaulted | [8 empty] | Distance from the finished floor to the work plane. Used to calculate vertical distance from the work plane to the centerline of the lighting fixture
InteriorWall
| AdjacentSpaceReference | AdjacentSpcRef | reference | none |  |  | CondRequired |  | Space | [6 empty] | This references the space on the other side of an interior partition.
| Area | Area | decimal | ft2 |  |  | Required | [5 empty] | 0.01 |  | Required when Proj:GeometryInpType = 'Simplified', else NotInput
| Azimuth | Az | decimal | deg arc |  |  | Required | [7 empty] | Required when Proj:GeometryInpType = 'Simplified', else NotInput; PVArray Azimuth is Defaulted | A measure of the orientation of a planar surface. The azimuth of any planar building surface element is measured in the plane upon which the building sits (the base plane). It is the angle, measured clockwise, between the true North vector and the outward pointing normal to the building surface element. The azimuth of a North-facing building surface is thus 0 degrees. Units: degrees Cardinal orientation of north, south, east and west can be derived from the Azimuth
| ConstructAssemblyReference | ConsAssmRef | reference | none |  |  | Required |  | ConstructAssembly
| Name | Name | string | none |  |  | Required | [8 empty] | A string that uniquely defines an object in the data model. It can be assigned in other objects as a Reference to the object, similar to a foreign key in relational database tables.
| Status | Status | enumerated list | none | Altered; Existing; New |  | Required | [8 empty] | Status of a component in an existing alteration and addition (EAA)project
| Tilt | Tilt | decimal | deg arc |  |  | CondRequired | [7 empty] | Required when Proj:GeometryInpType = 'Simplified', else NotInput | The angle of inclination of a planar surface to the horizontal. Units: degrees Tilt is an attribute of Spatial Attitude that is part of the definition of the Surface Geometry for Exterior Wall and Roof. It is also used to define the tilt angle of a photovoltaic array.
Luminaire
| FixtureType | FxtrType | enumerated list | none | NotInCeiling; RecessedOrDownlight; RecessedWithLens |  | Optional | [8 empty] | Enumeration type for determining luminaire heat gain distribution
| HeatGainRadiantFraction | HtGnRadFrac | decimal | none |  |  | Required | [5 empty] | 0 | 1 |  | Fraction of luminaire radiant heat gain going to space surfaces
| HeatGainSpaceFraction | HtGnSpcFrac | decimal | none |  |  | Required | [5 empty] | 0 | 1 |  | Fraction of luminaire heat gain going to space air.
| LampType | LampType | enumerated list | none | CFL; HighPressureSodium; Incandescent; LED; LinearFluorescent; MercuryVapor; MetalHalide |  | Optional | [8 empty] | Enumeration type for determining luminaire heat gain distribution
| LuminaireDescriptionReport | LumDescRpt | string | none |  |  | Optional
| LuminaireMountingHeight | LumMntgHgt | decimal | ft |  |  | Defaulted | [8 empty] | Distance from the finished floor to the bottom of the luminaire
| Name | Name | string | none |  |  | Required | [8 empty] | A string that uniquely defines an object in the data model. It can be assigned in other objects as a Reference to the object, similar to a foreign key in relational database tables.
| Power | Pwr | decimal | W |  |  | Compulsory | [5 empty] | 0
| PowerNA8Default | PwrNA8Default | boolean | none |  |  | Defaulted
Material
| CavityInsulation | CavityIns | decimal | h ft2 F per Btu |  |  | CondRequired
| CavityInsulationOption | CavityInsOpt | enumerated list | none | R-0; R-10; R-10 + R-13; R-11; R-13; R-13 + R-13; R-15; R-16; R-19; R-19 + R-13; R-20; R-21; R-22; R-23; R-24; R-25; R-26; R-29; R-30; R-32; R-35; R-36; R-38; R-5; R-6; R-6 + R-13 |  | CondRequired
| CodeCategory | CodeCat | enumerated list | none | Air; Bldg Board and Siding; Building Membrane; Composite; Concrete; Concrete Sandwich Panel; Curtain Walls; Finish Materials; ICF Wall; Insulation Batt; Insulation Board; Insulation Loose Fill; Insulation Spray Applied; Masonry Materials; Masonry Units Hollow; Masonry Units Solid; Masonry Units with Fill; Metal Insulated Panel Wall; Plastering Materials; Roofing; SIPS Floor; SIPS Roof; SIPS Wall; Spandrel Panels; Straw Bale Wall; Woods |  | Compulsory | [8 empty] | The name or code for a type of material used as a layer in construction assemblies. Used by the compliance software user interface to narrow list of material selections by category.
| CodeItem | CodeItem | enumerated list | none | 1 Coat Stucco; 10 PSF Roof - 1 in.; 15 PSF Roof - 1 1/2 in.; 25 PSF Roof - 2 1/2 in.; 3 Coat Stucco; 5 PSF Roof - 1/2 in.; Acoustic Tile - 1/2 in.; Acoustic Tile - 3/4 in.; Acoustic Tile - 3/8 in.; Adobe; Aggregate - 45 lb/ft3 - 1/2 in.; Aggregate - 45 lb/ft3 - 5/8 in.; Aggregate - 45 lb/ft3 - on metal lath - 3/4 in.; Aggregate - Perlite - 1/2 in.; Aggregate - Perlite - 5/8 in.; Aggregate - Perlite - on metal lath - 3/4 in.; Air - Cavity - Wall Roof Ceiling - 4 in. or more; Air - Ceiling - 1 1/2 in.; Air - Ceiling - 1/2 in.; Air - Ceiling - 3 1/2 in.; Air - Ceiling - 3/4 in.; Air - Floor - 1 1/2 in.; Air - Floor - 1/2 in.; Air - Floor - 3 1/2 in.; Air - Floor - 3/4 in.; Air - Metal Wall Framing - 16 or 24 in. OC; Air - Roof - 1 1/2 in.; Air - Roof - 1/2 in.; Air - Roof - 3 1/2 in.; Air - Roof - 3/4 in.; Air - Wall - 1 1/2 in.; Air - Wall - 1/2 in.; Air - Wall - 3 1/2 in.; Air - Wall - 3/4 in.; Aluminum w/ Thrml Break - Double glass with no low e - No Ins.; Aluminum w/ Thrml Break - Double glass with no low e - R10 Ins.; Aluminum w/ Thrml Break - Double glass with no low e - R15 Ins.; Aluminum w/ Thrml Break - Double glass with no low e - R20 Ins.; Aluminum w/ Thrml Break - Double glass with no low e - R25 Ins.; Aluminum w/ Thrml Break - Double glass with no low e - R30 Ins.; Aluminum w/ Thrml Break - Double glass with no low e - R4 Ins.; Aluminum w/ Thrml Break - Double glass with no low e - R7 Ins.; Aluminum w/ Thrml Break - Single glass pane. stone. or metal pane - No Ins.; Aluminum w/ Thrml Break - Single glass pane. stone. or metal pane - R10 Ins.; Aluminum w/ Thrml Break - Single glass pane. stone. or metal pane - R15 Ins.; Aluminum w/ Thrml Break - Single glass pane. stone. or metal pane - R20 Ins.; Aluminum w/ Thrml Break - Single glass pane. stone. or metal pane - R25 Ins.; Aluminum w/ Thrml Break - Single glass pane. stone. or metal pane - R30 Ins.; Aluminum w/ Thrml Break - Single glass pane. stone. or metal pane - R4 Ins.; Aluminum w/ Thrml Break - Single glass pane. stone. or metal pane - R7 Ins.; Aluminum w/ Thrml Break - Triple or low e glass - No Ins.; Aluminum w/ Thrml Break - Triple or low e glass - R10 Ins.; Aluminum w/ Thrml Break - Triple or low e glass - R15 Ins.; Aluminum w/ Thrml Break - Triple or low e glass - R20 Ins.; Aluminum w/ Thrml Break - Triple or low e glass - R25 Ins.; Aluminum w/ Thrml Break - Triple or low e glass - R30 Ins.; Aluminum w/ Thrml Break - Triple or low e glass - R4 Ins.; Aluminum w/ Thrml Break - Triple or low e glass - R7 Ins.; Aluminum w/out Thrml Break - Single glass pane. stone. or metal pane - R25 Ins.; Aluminum w/out Thrml Break - Single glass pane. stone. or metal pane - R30 Ins.; Aluminum w/out Thrml Break - Single glass pane. stone. or metal pane - R4 Ins.; Aluminum w/out Thrml Break - Single glass pane. stone. or metal pane - R7 Ins.; Aluminum w/out Thrml Break - Triple or low e glass - No Ins.; Aluminum w/out Thrml Break - Triple or low e glass - R10 Ins.; Aluminum w/out Thrml Break - Triple or low e glass - R15 Ins.; Aluminum w/out Thrml Break - Triple or low e glass - R20 Ins.; Aluminum w/out Thrml Break - Triple or low e glass - R25 Ins.; Aluminum w/out Thrml Break - Triple or low e glass - R30 Ins.; Aluminum w/out Thrml Break - Triple or low e glass - R4 Ins.; Aluminum w/out Thrml Break - Triple or low e glass - R7 Ins.; Asbestos or cement shingles - 3/8 in.; Asphalt - bitumen with inert fill - 100 lb/ft3 - 3/4 in.; Asphalt - bitumen with inert fill - 144 lb/ft3 - 3/4 in.; Brick - 48 lb/ft3 - 3 5/8 in.; Brick - fired clay - 140 lb/ft3 - 3 5/8 in.; Building Paper - 1/16 in.; Built-up roofing - 3/8 in.; Carpet - 3/4 in.; Cellular polyisocyanurate (unfaced) - 1 1/2 in. R8.8; Cellular polyisocyanurate (unfaced) - 1 in. R5.9; Cellular polyisocyanurate (unfaced) - 1/2 in. R2.9; Cellular polyisocyanurate (unfaced) - 1/4 in. R1.5; Cellular polyisocyanurate (unfaced) - 1/8 in. R0.7; Cellular polyisocyanurate (unfaced) - 2 1/2 in. R15; Cellular polyisocyanurate (unfaced) - 2 in. R12; Cellular polyisocyanurate (unfaced) - 3 1/2 in. R21; Cellular polyisocyanurate (unfaced) - 3 in. R18; Cellular polyisocyanurate (unfaced) - 4 1/2 in. R26; Cellular polyisocyanurate (unfaced) - 4 in. R23; Cellular polyisocyanurate (unfaced) - 5 1/2 in. R32; Cellular polyisocyanurate (unfaced) - 5 in. R29; Cellular polyisocyanurate (unfaced) - 6 1/2 in. R38; Cellular polyisocyanurate (unfaced) - 6 in. R35; Clay - Part Grouted and Insulated - 130 lb/ft3 - 6 in.; Clay - Part Grouted and Insulated - 130 lb/ft3 - 8 in.; Clay - Part Grouted and Empty - 130 lb/ft3 - 6 in.; Clay - Part Grouted and Empty - 130 lb/ft3 - 8 in.; Clay - Solid Grout - 130 lb/ft3 - 6 in.; Clay - Solid Grout - 130 lb/ft3 - 8 in.; Clay Tile - Paver; Clay tile - 1/2 in.; Clay tile - hollow - 1 cell deep - 3 in.; Clay tile - hollow - 1 cell deep - 4 in.; Clay tile - hollow - 2 cells deep - 10 in.; Clay tile - hollow - 2 cells deep - 6 in.; Clay tile - hollow - 2 cells deep - 8 in.; Clay tile - hollow - 3 cells deep - 12 in.; Compliance Insulation R0.01; Compliance Insulation R0.02; Compliance Insulation R0.10; Compliance Insulation R0.20; Compliance Insulation R0.50; Compliance Insulation R1.00; Compliance Insulation R1.35; Compliance Insulation R1.41; Compliance Insulation R1.54; Compliance Insulation R10.00; Compliance Insulation R10.06; Compliance Insulation R11.00; Compliance Insulation R11.70; Compliance Insulation R12.00; Compliance Insulation R12.50; Compliance Insulation R12.55; Compliance Insulation R12.69; Compliance Insulation R13.00; Compliance Insulation R13.50; Compliance Insulation R13.99; Compliance Insulation R14.00; Compliance Insulation R14.14; Compliance Insulation R14.32; Compliance Insulation R14.60; Compliance Insulation R15.00; Compliance Insulation R15.54; Compliance Insulation R16.00; Compliance Insulation R16.20; Compliance Insulation R16.34; Compliance Insulation R16.58; Compliance Insulation R16.69; Compliance Insulation R17.00; Compliance Insulation R17.67; Compliance Insulation R18.00; Compliance Insulation R19.00; Compliance Insulation R19.63; Compliance Insulation R2.00; Compliance Insulation R2.15; Compliance Insulation R2.19; Compliance Insulation R2.85; Compliance Insulation R2.89; Compliance Insulation R20.00; Compliance Insulation R20.05; Compliance Insulation R21.00; Compliance Insulation R21.18; Compliance Insulation R21.39; Compliance Insulation R21.60; Compliance Insulation R22.00; Compliance Insulation R22.48; Compliance Insulation R23.00; Compliance Insulation R23.70; Compliance Insulation R24.00; Compliance Insulation R24.80; Compliance Insulation R24.86; Compliance Insulation R25.00; Compliance Insulation R25.16; Compliance Insulation R26.00; Compliance Insulation R27.00; Compliance Insulation R28.00; Compliance Insulation R28.12; Compliance Insulation R28.63; Compliance Insulation R29.00; Compliance Insulation R3.00; Compliance Insulation R3.63; Compliance Insulation R3.70; Compliance Insulation R3.80; Compliance Insulation R30.00; Compliance Insulation R31.00; Compliance Insulation R32.00; Compliance Insulation R33.00; Compliance Insulation R34.00; Compliance Insulation R34.93; Compliance Insulation R35.00; Compliance Insulation R36.00; Compliance Insulation R37.00; Compliance Insulation R38.00; Compliance Insulation R4.00; Compliance Insulation R4.50; Compliance Insulation R5.00; Compliance Insulation R5.60; Compliance Insulation R6.00; Compliance Insulation R6.32; Compliance Insulation R6.46; Compliance Insulation R7.00; Compliance Insulation R7.10; Compliance Insulation R7.18; Compliance Insulation R7.39; Compliance Insulation R7.50; Compliance Insulation R7.60; Compliance Insulation R8.00; Compliance Insulation R8.07; Compliance Insulation R9.00; Compliance Insulation R9.40; Compliance Insulation R9.80; Compliance Insulation R9.83; Compliance Insulation R9.94; Concrete - 100 lb/ft3 - 10 in.; Concrete - 100 lb/ft3 - 12 in.; Concrete - 100 lb/ft3 - 2 in.; Concrete - 100 lb/ft3 - 4 in.; Concrete - 100 lb/ft3 - 6 in.; Concrete - 100 lb/ft3 - 8 in.; Concrete - 140 lb/ft3 - 10 in.; Concrete - 140 lb/ft3 - 12 in.; Concrete - 140 lb/ft3 - 2 in.; Concrete - 140 lb/ft3 - 4 in.; Concrete - 140 lb/ft3 - 6 in.; Concrete - 140 lb/ft3 - 8 in.; Concrete - 80 lb/ft3 - 10 in.; Concrete - 80 lb/ft3 - 12 in.; Concrete - 80 lb/ft3 - 2 in.; Concrete - 80 lb/ft3 - 4 in.; Concrete - 80 lb/ft3 - 6 in.; Concrete - 80 lb/ft3 - 8 in.; Concrete - Part Grouted and Empty - 105 lb/ft3 - 10 in.; Concrete - Part Grouted and Empty - 105 lb/ft3 - 12 in.; Concrete - Part Grouted and Empty - 105 lb/ft3 - 6 in.; Concrete - Part Grouted and Empty - 105 lb/ft3 - 8 in.; Concrete - Part Grouted and Empty - 115 lb/ft3 - 10 in.; Concrete - Part Grouted and Empty - 115 lb/ft3 - 12 in.; Concrete - Part Grouted and Empty - 115 lb/ft3 - 6 in.; Concrete - Part Grouted and Empty - 115 lb/ft3 - 8 in.; Concrete - Part Grouted and Empty - 125 lb/ft3 - 10 in.; Concrete - Part Grouted and Empty - 125 lb/ft3 - 12 in.; Concrete - Part Grouted and Empty - 125 lb/ft3 - 6 in.; Concrete - Part Grouted and Empty - 125 lb/ft3 - 8 in.; Concrete - Part Grouted and Insulated - 105 lb/ft3 - 10 in.; Concrete - Part Grouted and Insulated - 105 lb/ft3 - 12 in.; Concrete - Part Grouted and Insulated - 105 lb/ft3 - 6 in.; Concrete - Part Grouted and Insulated - 105 lb/ft3 - 8 in.; Concrete - Part Grouted and Insulated - 115 lb/ft3 - 10 in.; Concrete - Part Grouted and Insulated - 115 lb/ft3 - 12 in.; Concrete - Part Grouted and Insulated - 115 lb/ft3 - 6 in.; Concrete - Part Grouted and Insulated - 115 lb/ft3 - 8 in.; Concrete - Part Grouted and Insulated - 125 lb/ft3 - 10 in.; Concrete - Part Grouted and Insulated - 125 lb/ft3 - 12 in.; Concrete - Part Grouted and Insulated - 125 lb/ft3 - 6 in.; Concrete - Part Grouted and Insulated - 125 lb/ft3 - 8 in.; Concrete - Solid Grout - 105 lb/ft3 - 10 in.; Concrete - Solid Grout - 105 lb/ft3 - 12 in.; Concrete - Solid Grout - 105 lb/ft3 - 6 in.; Concrete - Solid Grout - 105 lb/ft3 - 8 in.; Concrete - Solid Grout - 115 lb/ft3 - 10 in.; Concrete - Solid Grout - 115 lb/ft3 - 12 in.; Concrete - Solid Grout - 115 lb/ft3 - 6 in.; Concrete - Solid Grout - 115 lb/ft3 - 8 in.; Concrete - Solid Grout - 125 lb/ft3 - 10 in.; Concrete - Solid Grout - 125 lb/ft3 - 12 in.; Concrete - Solid Grout - 125 lb/ft3 - 6 in.; Concrete - Solid Grout - 125 lb/ft3 - 8 in.; Concrete Paver; Concrete Sandwich Panel - 100% Ins. Layer - No Steel in Ins. - Ins. 1 1/2 in.; Concrete Sandwich Panel - 100% Ins. Layer - No Steel in Ins. - Ins. 2 in.; Concrete Sandwich Panel - 100% Ins. Layer - No Steel in Ins. - Ins. 3 in.; Concrete Sandwich Panel - 100% Ins. Layer - No Steel in Ins. - Ins. 4 in.; Concrete Sandwich Panel - 100% Ins. Layer - No Steel in Ins. - Ins. 6 in.; Concrete Sandwich Panel - 100% Ins. Layer - Steel in Ins. - Ins. 1 1/2 in.; Concrete Sandwich Panel - 100% Ins. Layer - Steel in Ins. - Ins. 2 in.; Concrete Sandwich Panel - 100% Ins. Layer - Steel in Ins. - Ins. 3 in.; Concrete Sandwich Panel - 100% Ins. Layer - Steel in Ins. - Ins. 4 in.; Concrete Sandwich Panel - 100% Ins. Layer - Steel in Ins. - Ins. 6 in.; Concrete Sandwich Panel - 80% Ins. Layer - No Steel in Ins. - Ins. 1 1/2 in.; Concrete Sandwich Panel - 80% Ins. Layer - No Steel in Ins. - Ins. 2 in.; Concrete Sandwich Panel - 80% Ins. Layer - No Steel in Ins. - Ins. 3 in.; Concrete Sandwich Panel - 80% Ins. Layer - No Steel in Ins. - Ins. 4 in.; Concrete Sandwich Panel - 80% Ins. Layer - No Steel in Ins. - Ins. 6 in.; Concrete Sandwich Panel - 80% Ins. Layer - Steel in Ins. - Ins. 1 1/2 in.; Concrete Sandwich Panel - 80% Ins. Layer - Steel in Ins. - Ins. 2 in.; Concrete Sandwich Panel - 80% Ins. Layer - Steel in Ins. - Ins. 3 in.; Concrete Sandwich Panel - 80% Ins. Layer - Steel in Ins. - Ins. 4 in.; Concrete Sandwich Panel - 80% Ins. Layer - Steel in Ins. - Ins. 6 in.; Concrete Sandwich Panel - 90% Ins. Layer - No Steel in Ins. - Ins. 1 1/2 in.; Concrete Sandwich Panel - 90% Ins. Layer - No Steel in Ins. - Ins. 2 in.; Concrete Sandwich Panel - 90% Ins. Layer - No Steel in Ins. - Ins. 3 in.; Concrete Sandwich Panel - 90% Ins. Layer - No Steel in Ins. - Ins. 4 in.; Concrete Sandwich Panel - 90% Ins. Layer - No Steel in Ins. - Ins. 6 in.; Concrete Sandwich Panel - 90% Ins. Layer - Steel in Ins. - Ins. 1 1/2 in.; Concrete Sandwich Panel - 90% Ins. Layer - Steel in Ins. - Ins. 2 in.; Concrete Sandwich Panel - 90% Ins. Layer - Steel in Ins. - Ins. 3 in.; Concrete Sandwich Panel - 90% Ins. Layer - Steel in Ins. - Ins. 4 in.; Concrete Sandwich Panel - 90% Ins. Layer - Steel in Ins. - Ins. 6 in.; Concrete/Sand Aggregate - 6 in.; Continuous Ins. - Double glass with no low e coatings - No Ins.; Continuous Ins. - Double glass with no low e coatings - R10 Ins.; Continuous Ins. - Double glass with no low e coatings - R15 Ins.; Continuous Ins. - Double glass with no low e coatings - R20 Ins.; Continuous Ins. - Double glass with no low e coatings - R25 Ins.; Continuous Ins. - Double glass with no low e coatings - R30 Ins.; Continuous Ins. - Double glass with no low e coatings - R4 Ins.; Continuous Ins. - Double glass with no low e coatings - R7 Ins.; Continuous Ins. - Single glass pane. stone. or metal pane - No Ins.; Continuous Ins. - Single glass pane. stone. or metal pane - R10 Ins.; Continuous Ins. - Single glass pane. stone. or metal pane - R15 Ins.; Continuous Ins. - Single glass pane. stone. or metal pane - R20 Ins.; Continuous Ins. - Single glass pane. stone. or metal pane - R25 Ins.; Continuous Ins. - Single glass pane. stone. or metal pane - R30 Ins.; Continuous Ins. - Single glass pane. stone. or metal pane - R4 Ins.; Continuous Ins. - Single glass pane. stone. or metal pane - R7 Ins.; Continuous Ins. - Triple or low e glass - No Ins.; Continuous Ins. - Triple or low e glass - R10 Ins.; Continuous Ins. - Triple or low e glass - R15 Ins.; Continuous Ins. - Triple or low e glass - R20 Ins.; Continuous Ins. - Triple or low e glass - R25 Ins.; Continuous Ins. - Triple or low e glass - R30 Ins.; Continuous Ins. - Triple or low e glass - R4 Ins.; Continuous Ins. - Triple or low e glass - R7 Ins.; Expanded Polystyrene - EPS - 1 1/2 in. R6.3; Expanded Polystyrene - EPS - 1 1/4 in. R5.2; Expanded Polystyrene - EPS - 1 15/16 in. R8.1; Expanded Polystyrene - EPS - 1 3/4 in. R7.3; Expanded Polystyrene - EPS - 1 7/8 in. R8.0; Expanded Polystyrene - EPS - 1 in. R4.2; Expanded Polystyrene - EPS - 1/2 in. R2.1; Expanded Polystyrene - EPS - 1/4 in. R1; Expanded Polystyrene - EPS - 2 2/5 in. R10; Expanded Polystyrene - EPS - 2 7/16 in. R10; Expanded Polystyrene - EPS - 2 in. R8.3; Expanded Polystyrene - EPS - 3 1/2 in. R15; Expanded Polystyrene - EPS - 3 1/3 in. R14; Expanded Polystyrene - EPS - 3 2/5 in. R14; Expanded Polystyrene - EPS - 3 in. R13; Expanded Polystyrene - EPS - 3/4 in. R3.1; Expanded Polystyrene - EPS - 4 1/16 in. R17; Expanded Polystyrene - EPS - 4 7/10 in. R20; Expanded Polystyrene - EPS - 5 19/20 in. R25; Expanded Polystyrene - EPS - 5 2/5 in. R22; Expanded Polystyrene - EPS - 6 1/10 in. R25; Expanded Polystyrene - EPS - 6 7/8 in. R29; Expanded Polystyrene - EPS - 8 3/5 in. R35; Expanded Polyurethane - 1 1/4 in. R7.8; Expanded Polyurethane - 1 in. R6.3; Expanded Polyurethane - 1/2 in. R3.1; Expanded Polyurethane - 2 in. R12.6; Expanded Polyurethane - 3/4 in. R4.7; Expanded perlite - organic bonded - 1 1/2 in. R4.2; Expanded perlite - organic bonded - 1 in. R2.8; Expanded perlite - organic bonded - 2 in. R5.6; Expanded perlite - organic bonded - 3 in. R8.3; Expanded perlite - organic bonded - 3/4 in. R2.1; Expanded perlite - organic bonded - 4 in. R11; Expanded perlite - organic bonded - 6 in. R17; Extruded Polystyrene - XPS - 1 3/4 in. R8.75; Extruded Polystyrene - XPS - 1 78 in. R9.37; Extruded Polystyrene - XPS - 6 in. R30.00; Extruded Polystyrene - XPS - 8 in. R40.00; Extruded Polystyrene - XPS - 1 1/2 in. R7.50; Extruded Polystyrene - XPS - 1 1/4 in. R6.25; Extruded Polystyrene - XPS - 1 in. R5.00; Extruded Polystyrene - XPS - 1/2 in. R2.50; Extruded Polystyrene - XPS - 1/4 in. R1.25; Extruded Polystyrene - XPS - 2 1/2 in. R12.50; Extruded Polystyrene - XPS - 2 in. R10.00; Extruded Polystyrene - XPS - 3 1/2 in. R17.50; Extruded Polystyrene - XPS - 3 in. R15.00; Extruded Polystyrene - XPS - 3/4 in. R3.75; Extruded Polystyrene - XPS - 4 1/2 in. R22.50; Extruded Polystyrene - XPS - 4 in. R20.00; Extruded Polystyrene - XPS - 5 1/2 in. R27.50; Extruded Polystyrene - XPS - 5 in. R25.00; Extruded Polystyrene - XPS - 6 1/2 in. R32.50; Extruded Polystyrene - XPS - 8 1/2 in. R42.50; Fiber cement board - 63 lb/ft3 - 1/3 in.; Fiber cement board - 88 lb/ft3 - 1/2 in.; Fiber cement board - 88 lb/ft3 - 1/3 in.; Fiberboard sheathing - 1/2 in.; Glass fiber batt - 10 in. R30 (CEC Default); Glass fiber batt - 12 in. R38 (CEC Default); Glass fiber batt - 3 1/2 in. R11 (CEC Default); Glass fiber batt - 3 1/2 in. R13 (CEC Default); Glass fiber batt - 3 1/2 in. R15 (CEC Default); Glass fiber batt - 4 1/2 in.; Glass fiber batt - 4 in.; Glass fiber batt - 5 1/2 in. R19 (CEC Default); Glass fiber batt - 5 1/2 in. R21 (CEC Default); Glass fiber batt - 5 in.; Glass fiber batt - 6 1/2 in.; Glass fiber batt - 6 in.; Glass fiber batt - 7 1/4 in. R25 (CEC Default); Glass fiber batt - 7 1/4 in. R30 (CEC Default); Glass fiber batt - 8 1/4 in. R30C (CEC Default); Gypsum Board - 1/2 in.; Gypsum Board - 3/4 in.; Gypsum Board - 3/8 in.; Gypsum Board - 5/8 in.; Gypsum partition block - 3 cells - 4 in. x 12 in. x 30 in. - 4 in.; Gypsum partition block - 4 cells - 3 in. x 12 in. x 30 in. - 3 in.; Gypsum plaster - 80 lb/ft3 - 1/2 in.; Gypsum plaster - 80 lb/ft3 - 5/8 in.; Gypsum plaster - on metal lath 70 lb/ft3 - 3/4 in.; Gypsum plaster - on metal lath 80 lb/ft3 - 3/4 in.; HB Part. Brd - 3/4 in.; Hard Board - 3/4 in.; Hardboard - HDF - 50 lb/ft3 - 1/2 in.; Hardboard - HDF - 50 lb/ft3 - 3/4 in.; Hardboard - HDF - 50 lb/ft3 - 3/8in.; Hardboard - HDF - 50 lb/ft3 - 5/8in.; Hardwood - 1 in.; Hardwood - 1/2 in.; Hardwood - 3/4 in.; Insulating Concrete Forms - 1 1/2 in. Polyurethane Ins. each side - concrete 6 in.; Insulating Concrete Forms - 1 1/2 in. Polyurethane Ins. each side - concrete 8 in.; Insulating Concrete Forms - 2 1/2 in. EPS Ins. each side - concrete 6 in.; Insulating Concrete Forms - 2 1/2 in. EPS Ins. each side - concrete 8 in.; Insulating Concrete Forms - 2 in. EPS Ins. each side - concrete 6 in.; Insulating Concrete Forms - 2 in. EPS Ins. each side - concrete 8 in.; Insulating Concrete Forms - 2 in. Polyurethane Ins. each side - concrete 6 in.; Insulating Concrete Forms - 2 in. Polyurethane Ins. each side - concrete 8 in.; Insulating Concrete Forms - 2 in. XPS Ins. each side - concrete 6 in.; Insulating Concrete Forms - 2 in. XPS Ins. each side - concrete 8 in.; Insulating Concrete Forms - 3 in. EPS Ins. each side - concrete 6 in.; Insulating Concrete Forms - 3 in. EPS Ins. each side - concrete 8 in.; Insulating Concrete Forms - 3 in. XPS Ins. each side - concrete 6 in.; Insulating Concrete Forms - 3 in. XPS Ins. each side - concrete 8 in.; Insulating Concrete Forms - 4 1/2 in. Polyurethane Ins. each side - concrete 6 in.; Insulating Concrete Forms - 4 1/2 in. Polyurethane Ins. each side - concrete 8 in.; Insulating Concrete Forms - 4 in. EPS Ins. each side - concrete 6 in.; Insulating Concrete Forms - 4 in. EPS Ins. each side - concrete 8 in.; Insulating Concrete Forms - 4 in. XPS Ins. each side - concrete 6 in.; Insulating Concrete Forms - 4 in. XPS Ins. each side - concrete 8 in.; Light Roof - 2/5 in.; Linoleum/cork tile - 1/4 in.; Loose fill - Mineral fiber - 2 lb/ft3 - 13 3/4 in.; Loose fill - Mineral fiber - 2 lb/ft3 - 4 in.; Loose fill - Mineral fiber - 2 lb/ft3 - 6 1/2 in.; Loose fill - Mineral fiber - 2 lb/ft3 - 7 1/2 in.; Loose fill - Mineral fiber - 2 lb/ft3 - 8 1/4 in.; Loose fill - Mineral fiber - closed sidewalls - 3 1/2 in.; Mastic asphalt (heavy - 20% grit) - 1 in.; Metal Deck - 1/16 in.; Metal Insulated Panels - 2 1/2 in.; Metal Insulated Panels - 2 in.; Metal Insulated Panels - 3 in.; Metal Insulated Panels - 4 in.; Metal Insulated Panels - 5 in.; Metal Insulated Panels - 6 in.; Metal Siding - 1/16 in.; Metal Standing Seam - 1/16 in.; Mortar - Cement - 1 3/4 in.; Mortar - Cement - 1 in.; OSB - Oriented Strand Board - 1/2 in.; OSB - Oriented Strand Board - 3/4 in.; OSB - Oriented Strand Board - 5/8 in.; Perlite board - 1 1/2 in. R3.8; Perlite board - 1 in. R2.5; Perlite board - 2 in. R5.0; Perlite board - 3/4 in. R1.9; Perlite plaster - 25 lb/ft3 - 1/2 in.; Perlite plaster - 38 lb/ft3 - 1/2 in.; Plaster/Sand Aggregate - 1 in.; Plywood - 1 1/2 in.; Plywood - 1 1/4 in.; Plywood - 1 in.; Plywood - 1/2 in.; Plywood - 1/4 in.; Plywood - 3/4 in.; Plywood - 3/8 in.; Plywood - 5/8 in.; Pulpboard or paper plaster - 1/2 in.; R-24 Batt Wall - 8 in. R24; Rammed Earth; Roof Gravel - 1 in.; Roof Gravel - 1/2 in.; Roofing Felt - 15 pound; Roofing Felt - 30 pound; Roofing felt - 1/8 in.; Rubber Tile - 1 in.; SIPS - Crawl Space - R22 - Double 2x Spline - 6 1/2 in.; SIPS - Crawl Space - R22 - I Joist Spline - 6 1/2 in.; SIPS - Crawl Space - R22 - Single 2x Spline - 6 1/2 in.; SIPS - Crawl Space - R28 - Double 2x Spline - 8 1/4 in.; SIPS - Crawl Space - R28 - I Joist Spline - 8 1/4 in.; SIPS - Crawl Space - R28 - Single 2x Spline - 8 1/4 in.; SIPS - Crawl Space - R33 - Double 2x Spline - 6 1/2 in.; SIPS - Crawl Space - R33 - I Joist Spline - 6 1/2 in.; SIPS - Crawl Space - R33 - Single 2x Spline - 6 1/2 in.; SIPS - Crawl Space - R36 - Double 2x Spline - 10 1/4 in.; SIPS - Crawl Space - R36 - I Joist Spline - 10 1/4 in.; SIPS - Crawl Space - R36 - Single 2x Spline - 10 1/4 in.; SIPS - No Crawl Space - R22 - Double 2x Spline - 6 1/2 in.; SIPS - No Crawl Space - R22 - I Joist Spline - 6 1/2 in.; SIPS - No Crawl Space - R22 - Single 2x Spline - 6 1/2 in.; SIPS - No Crawl Space - R28 - Double 2x Spline - 8 1/4 in.; SIPS - No Crawl Space - R28 - I Joist Spline - 8 1/4 in.; SIPS - No Crawl Space - R28 - Single 2x Spline - 8 1/4 in.; SIPS - No Crawl Space - R33 - Double 2x Spline - 6 1/2 in.; SIPS - No Crawl Space - R33 - I Joist Spline - 6 1/2 in.; SIPS - No Crawl Space - R33 - Single 2x Spline - 6 1/2 in.; SIPS - No Crawl Space - R36 - Double 2x Spline - 10 1/4 in.; SIPS - No Crawl Space - R36 - I Joist Spline - 10 1/4 in.; SIPS - No Crawl Space - R36 - Single 2x Spline - 10 1/4 in.; SIPS - R14 - Double 2x Spline - 4 1/2 in.; SIPS - R14 - I joist Spline - 4 1/2 in.; SIPS - R14 - Metal Spline - 48 in.; SIPS - R14 - OSB Spline - 4 1/2 in.; SIPS - R14 - Single 2x Spline - 4 1/2 in.; SIPS - R18 - Double 2x Spline - 4 1/2 in.; SIPS - R18 - I joist Spline - 4 1/2 in.; SIPS - R18 - OSB Spline - 4 1/2 in.; SIPS - R18 - Single 2x Spline - 4 1/2 in.; SIPS - R22 - Double 2x Spline - 6 1/2 in.; SIPS - R22 - I joist Spline - 6 1/2 in.; SIPS - R22 - Metal Spline - 48 in.; SIPS - R22 - OSB Spline - 6 1/2 in.; SIPS - R22 - Single 2x Spline - 6 1/2 in.; SIPS - R28 - Double 2x Spline - 8 1/2 in.; SIPS - R28 - Double 2x Spline - 8 1/4 in.; SIPS - R28 - I joist Spline - 8 1/2 in.; SIPS - R28 - I joist Spline - 8 1/4 in.; SIPS - R28 - Metal Spline - 48 in.; SIPS - R28 - OSB Spline - 8 1/2 in.; SIPS - R28 - OSB Spline - 8 1/4 in.; SIPS - R28 - Single 2x Spline - 8 1/2 in.; SIPS - R28 - Single 2x Spline - 8 1/4 in.; SIPS - R33 - Double 2x Spline - 6 1/2 in.; SIPS - R33 - I joist Spline - 6 1/2 in.; SIPS - R33 - OSB Spline - 6 1/2 in.; SIPS - R33 - Single 2x Spline - 6 1/2 in.; SIPS - R36 - Double 2x Spline - 10 1/4 in.; SIPS - R36 - I joist Spline - 10 1/4 in.; SIPS - R36 - Metal Spline - 48 in.; SIPS - R36 - OSB Spline - 10 1/4 in.; SIPS - R36 - Single 2x Spline - 10 1/4 in.; SIPS - R44 - Double 2x Spline - 12 1/4 in.; SIPS - R44 - I joist Spline - 12 1/4 in.; SIPS - R44 - OSB Spline - 12 1/4 in.; SIPS - R44 - Single 2x Spline - 12 1/4 in.; SIPS - R55 - Double 2x Spline - 10 1/4 in.; SIPS - R55 - I joist Spline - 10 1/4 in.; SIPS - R55 - OSB Spline - 10 1/4 in.; SIPS - R55 - Single 2x Spline - 10 1/4 in.; SIPS Floor; Sand aggregate - 1/2 in.; Sand aggregate - 3/4 in.; Sand aggregate - 3/8 in.; Sand aggregate - 5/8 in.; Sand aggregate on metal lath - 3/4 in.; Shingles - Asbestos cement - lapped - 1/4 in.; Shingles - Asphalt roll siding - 1/4 in.; Shingles - Wood - 16 in. - 7 1/2 in. exposure - 1/2 in.; Shingles - Wood - plus insulated backer board Siding - 5/16 in.; Siding - Asphalt insulating siding - 1/2 in. bed - 1/2 in.; Siding - Wood - bevel - 10 in. - lapped - 3/4 in.; Single Ply Roofing - 1/4 in.; Slate - 1/2 in.; Slate or tile - 1/2 in.; Softwood - 1 in.; Softwood - 1.5 in.; Softwood - 1/2 in.; Softwood - 2 in.; Softwood - 4 in.; Soil; Spray applied - Cellulosic fiber - 4.6 lb/ft3 - 3 1/2 in.; Spray applied - Cellulosic fiber - 4.6 lb/ft3 - 4 1/2 in.; Spray applied - Cellulosic fiber - 4.6 lb/ft3 - 4 in.; Spray applied - Cellulosic fiber - 4.6 lb/ft3 - 5 1/2 in.; Spray applied - Cellulosic fiber - 4.6 lb/ft3 - 5 in.; Spray applied - Cellulosic fiber - 4.6 lb/ft3 - 6 1/2 in.; Spray applied - Cellulosic fiber - 4.6 lb/ft3 - 6 in.; Spray applied - Glass fiber - 3.9 lb/ft3 - 3 1/2 in.; Spray applied - Glass fiber - 3.9 lb/ft3 - 4 1/2 in.; Spray applied - Glass fiber - 3.9 lb/ft3 - 4 in.; Spray applied - Glass fiber - 3.9 lb/ft3 - 5 1/2 in.; Spray applied - Glass fiber - 3.9 lb/ft3 - 5 in.; Spray applied - Glass fiber - 3.9 lb/ft3 - 6 1/2 in.; Spray applied - Glass fiber - 3.9 lb/ft3 - 6 in.; Spray applied - Polyurethane foam - 0.5 lb/ft3 - 3 1/2 in.; Spray applied - Polyurethane foam - 0.5 lb/ft3 - 4 1/2 in.; Spray applied - Polyurethane foam - 0.5 lb/ft3 - 4 in.; Spray applied - Polyurethane foam - 0.5 lb/ft3 - 5 1/2 in.; Spray applied - Polyurethane foam - 0.5 lb/ft3 - 5 in.; Spray applied - Polyurethane foam - 0.5 lb/ft3 - 6 1/2 in.; Spray applied - Polyurethane foam - 0.5 lb/ft3 - 6 in.; Spray applied - Polyurethane foam - 3.0 lb/ft3 - 3 1/2 in.; Spray applied - Polyurethane foam - 3.0 lb/ft3 - 4 1/2 in.; Spray applied - Polyurethane foam - 3.0 lb/ft3 - 4 in.; Spray applied - Polyurethane foam - 3.0 lb/ft3 - 5 1/2 in.; Spray applied - Polyurethane foam - 3.0 lb/ft3 - 5 in.; Spray applied - Polyurethane foam - 3.0 lb/ft3 - 6 1/2 in.; Spray applied - Polyurethane foam - 3.0 lb/ft3 - 6 in.; Stone - 1 in.; Straw Bale - Int and Ext Stucco - 18 in.; Structural Glazing - Double glass with no low e coatings - No Ins.; Structural Glazing - Double glass with no low e coatings - R10 Ins.; Structural Glazing - Double glass with no low e coatings - R15 Ins.; Structural Glazing - Double glass with no low e coatings - R20 Ins.; Structural Glazing - Double glass with no low e coatings - R25 Ins.; Structural Glazing - Double glass with no low e coatings - R30 Ins.; Structural Glazing - Double glass with no low e coatings - R4 Ins.; Structural Glazing - Double glass with no low e coatings - R7 Ins.; Structural Glazing - Single glass pane. stone. or metal pane - No Ins.; Structural Glazing - Single glass pane. stone. or metal pane - R10 Ins.; Structural Glazing - Single glass pane. stone. or metal pane - R15 Ins.; Structural Glazing - Single glass pane. stone. or metal pane - R20 Ins.; Structural Glazing - Single glass pane. stone. or metal pane - R25 Ins.; Structural Glazing - Single glass pane. stone. or metal pane - R30 Ins.; Structural Glazing - Single glass pane. stone. or metal pane - R4 Ins.; Structural Glazing - Single glass pane. stone. or metal pane - R7 Ins.; Structural Glazing - Triple or low e glass - No Ins.; Structural Glazing - Triple or low e glass - R10 Ins.; Structural Glazing - Triple or low e glass - R15 Ins.; Structural Glazing - Triple or low e glass - R20 Ins.; Structural Glazing - Triple or low e glass - R25 Ins.; Structural Glazing - Triple or low e glass - R30 Ins.; Structural Glazing - Triple or low e glass - R4 Ins.; Structural Glazing - Triple or low e glass - R7 Ins.; Stucco - 3/8 in.; Stucco - 7/8 in.; Synthetic Stucco - EIFS finish - 1 in.; Terrazzo - 1 in.; Tile Gap - 3/4 in.; Vapor permeable felt - 1/8 in.; Vapor seal - 2 layers of mopped 15 lb felt - 1/4 in.; Vapor seal - plastic film - 1/16 in.; Vented Crawl Space; Vermiculite aggregate - 45 lb/ft3 - 1/2 in.; Wood shingles - 3/4 in.; Wood shingles - plain and plastic film faced - 3/4 in.; Wood siding - 1/2 in. |  | Compulsory
| FramingConfiguration | FrmConfig | enumerated list | none | Floor16inOC; Floor24inOC; Roof16inOC; Roof24inOC; Roof48inOC; RoofMetalScrewDown; RoofMetalStandingSeam; RoofMetalStandingSeamFilledCavity; Wall16inOC; Wall24inOC; WallAWS24inOC; WallAWS48inOC; WallMetalDoubleLayerBatt; WallMetalSingleLayerBatt |  | CondRequired | [8 empty] | The frame member spacing or other geometric configuration of a CodeCategory = Composite material.
| FramingDepth | FrmDepth | enumerated list | none | 0_5In; 0_75In; 11_25In; 1In; 1_5In; 2In; 2_5In; 3In; 3_5In; 4In; 4_5In; 5In; 5_5In; 7_25In; 9_25In |  | CondRequired | [8 empty] | The frame member depth of a CodeCategory = Composite material.
| FramingMaterial | FrmMat | enumerated list | none | Metal; Wood |  | CondRequired | [8 empty] | The framing material used in a CodeCategory = Composite material.
| Name | Name | string | none |  |  | Required | [8 empty] | A string that uniquely defines an object in the data model. It can be assigned in other objects as a Reference to the object, similar to a foreign key in relational database tables.
PolyLoop
Roof
| AdjacentSpaceReference | AdjacentSpcRef | reference | none |  |  | CondRequired |  | Space | [6 empty] | This references the space on the other side of an interior partition.
| Area | Area | decimal | ft2 |  |  | Required | [5 empty] | 0.01 |  | Required when Proj:GeometryInpType = 'Simplified', else NotInput | The two dimensional extent of a roof surface.
| Azimuth | Az | decimal | deg arc |  |  | Required | [7 empty] | Required when Proj:GeometryInpType = 'Simplified', else NotInput; PVArray Azimuth is Defaulted | A measure of the orientation of a planar surface. The azimuth of any planar building surface element is measured in the plane upon which the building sits (the base plane). It is the angle, measured clockwise, between the true North vector and the outward pointing normal to the building surface element. The azimuth of a North-facing building surface is thus 0 degrees. Units: degrees Cardinal orientation of north, south, east and west can be derived from the Azimuth
| ConstructAssemblyReference | ConsAssmRef | reference | none |  |  | Required |  | ConstructAssembly
| CRRCAgedEmittance | CRRCAgedEmit | decimal | none |  |  | CondRequired | [5 empty] | 0 | 1 |  | The CRRC rated 3-year aged thermal emittance of a roofing material.
| CRRCAgedReflectance | CRRCAgedRefl | decimal | none |  |  | CondRequired | [5 empty] | 0 | 1 |  | The CRRC rated 3-year aged solar reflectance of a roofing material.
| CRRCAgedSRI | CRRCAgedSRI | integer | none |  |  | CondRequired | [8 empty] | The CRRC rated 3-year aged Solar Reflective Index (SRI) of a roofing material.The SRIis a measure defined by the Lawrence Berkeley National Laboratory as the roof's ability to reject solar heat, as shown by a small temperature rise.
| CRRCInitialEmittance | CRRCInitialEmit | decimal | none |  |  | CondRequired | [5 empty] | 0 | 1 |  | The CRRC rated initial thermal emittance of a roofing material.
| CRRCInitialReflectance | CRRCInitialRefl | decimal | none |  |  | CondRequired | [5 empty] | 0 | 1 |  | The CRRC rated initial solar reflectance of a roofing material.
| CRRCInitialSRI | CRRCInitialSRI | integer | none |  |  | CondRequired | [8 empty] | The CRRC rated initial Solar Reflective Index (SRI) of a roofing material.The SRIis a measure defined by the Lawrence Berkeley National Laboratory as the roof's ability to reject solar heat, as shown by a small temperature rise.
| CRRCProductID | CRRCProdID | string | none |  |  | CondRequired | [8 empty] | The CRRC product identification number for the roofing product
| FieldAppliedCoating | FieldAppliedCoating | boolean | none |  |  | CondRequired | [8 empty] | Defines whether a roof coating is field or factory applied. Required for ACM aged reflectance equation.
| Name | Name | string | none |  |  | Required | [8 empty] | A string that uniquely defines an object in the data model. It can be assigned in other objects as a Reference to the object, similar to a foreign key in relational database tables.
| Status | Status | enumerated list | none | Altered; Existing; New |  | Required | [8 empty] | Status of a component in an existing alteration and addition (EAA)project
| Tilt | Tilt | decimal | deg arc |  |  | CondRequired | [7 empty] | Required when Proj:GeometryInpType = 'Simplified', else NotInput | The angle of inclination of a planar surface to the horizontal. Units: degrees Tilt is an attribute of Spatial Attitude that is part of the definition of the Surface Geometry for Exterior Wall and Roof. It is also used to define the tilt angle of a photovoltaic array.
Schedule
| EndDay | EndDay | integer | none |  |  | Required | Yes |  |  | 53 | 53 |  |  |  | The day of the month, that the Schedule week ends on
| EndMonth | EndMonth | integer | none |  |  | Required | Yes |  |  | 53 | 53 |  |  |  | The month of the year that the Schedule week ends on
| Name | Name | string | none |  |  | Required | [8 empty] | A string that uniquely defines an object in the data model. It can be assigned in other objects as a Reference to the object, similar to a foreign key in relational database tables.
| ScheduleWeekReference | SchWeekRef | reference | none |  |  | Compulsory | Yes | ScheduleWeek |  | 53 | 53
| Type | Type | enumerated list | none | Fraction; OnOff; Temperature; ThrmlEngyStorMode |  | Compulsory | [8 empty] | A list of schedule control mechanisms
ScheduleDay
| Hour | Hr | decimal | none |  |  | Compulsory | Yes |  |  | 24 | 24 |  |  |  | The percentage of a full load to be applied for a specified hour of the day.
| Name | Name | string | none |  |  | Required | [8 empty] | A string that uniquely defines an object in the data model. It can be assigned in other objects as a Reference to the object, similar to a foreign key in relational database tables.
| Type | Type | enumerated list | none | Fraction; OnOff; Temperature; ThrmlEngyStorMode |  | Compulsory | [8 empty] | A list of schedule control mechanisms
ScheduleWeek
| Name | Name | string | none |  |  | Required | [8 empty] | A string that uniquely defines an object in the data model. It can be assigned in other objects as a Reference to the object, similar to a foreign key in relational database tables.
| ScheduleDayAllDaysReference | SchDayAllRef | reference | none |  |  | Optional |  | ScheduleDay
| ScheduleDayCoolingDesignDayReference | SchDayClgDDRef | reference | none |  |  | Optional |  | ScheduleDay
| ScheduleDayFridayReference | SchDayFriRef | reference | none |  |  | Optional |  | ScheduleDay
| ScheduleDayHeatingDesignDayReference | SchDayHtgDDRef | reference | none |  |  | Optional |  | ScheduleDay
| ScheduleDayHolidayReference | SchDayHolRef | reference | none |  |  | Optional |  | ScheduleDay
| ScheduleDayMondayReference | SchDayMonRef | reference | none |  |  | Optional |  | ScheduleDay
| ScheduleDaySaturdayReference | SchDaySatRef | reference | none |  |  | Optional |  | ScheduleDay
| ScheduleDaySundayReference | SchDaySunRef | reference | none |  |  | Optional |  | ScheduleDay
| ScheduleDayThursdayReference | SchDayThuRef | reference | none |  |  | Optional |  | ScheduleDay
| ScheduleDayTuesdayReference | SchDayTueRef | reference | none |  |  | Optional |  | ScheduleDay
| ScheduleDayWednesdayReference | SchDayWedRef | reference | none |  |  | Optional |  | ScheduleDay
| ScheduleDayWeekdaysReference | SchDayWDRef | reference | none |  |  | Optional |  | ScheduleDay
| ScheduleDayWeekendsReference | SchDayWERef | reference | none |  |  | Optional |  | ScheduleDay
| Type | Type | enumerated list | none | Fraction; OnOff; Temperature; ThrmlEngyStorMode |  | Compulsory | [8 empty] | A list of schedule control mechanisms
Skylight
| Area | Area | decimal | ft2 |  |  | Required | [5 empty] | 0.01 |  | Required when Proj:GeometryInpType = 'Simplified', else NotInput | This is the area of the rough opening for the skylight
| FenestrationConstructionReference | FenConsRef | reference | none |  |  | Compulsory |  | FenestrationConstruction
| Name | Name | string | none |  |  | Required | [8 empty] | A string that uniquely defines an object in the data model. It can be assigned in other objects as a Reference to the object, similar to a foreign key in relational database tables.
| Status | Status | enumerated list | none | Altered; Existing; New |  | Required | [8 empty] | Status of a component in an existing alteration and addition (EAA)project
Space
| Area | Area | decimal | ft2 |  |  | Compulsory | [5 empty] | 1 |  | Compulsory when Proj:GeometryInpType = 'Simplified', else NotInput
| CodeOtherMinimumVentilationFlow | CodeOtherMinVentFlow | decimal | ft3 per min |  |  | Defaulted | No
| CommercialRefrigerationLatentFraction | CommRfrgLatFrac | decimal | none |  |  | Defaulted
| CommercialRefrigerationLostFraction | CommRfrgLostFrac | decimal | none |  |  | Defaulted | [7 empty] | Compliance Use value assigned is for the Space object. When this property is assigned to SpaceFunctionDefaults object, its Compliance Use value is Optional
| CommercialRefrigerationRadiationFraction | CommRfrgRadFrac | decimal | none |  |  | Defaulted | [7 empty] | Compliance Use value assigned is for the Space object. When this property is assigned to SpaceFunctionDefaults object, its Compliance Use value is Optional
| ConditioningType | CondgType | enumerated list | none | DirectlyConditioned; IndirectlyConditioned; Plenum; Unconditioned |  | Required | [8 empty] | One of a list of categories which characterize the type of conditioning for a space.
| DaylightingControlType | DayltgCtrlType | enumerated list | none | Continuous; ContinuousPlusOff; None; SteppedSwitching |  | Defaulted | [8 empty] | The type of control that is used to control the electric lighting in response to daylight available at the reference point.
| DwellingUnitTypeArea | DwellingUnitTypeArea | decimal | ft2 |  |  | CondRequired | Yes |  |  | 0 | 6
| DwellingUnitTypeCount | DwellingUnitTypeCnt | integer | none |  |  | CondRequired | Yes |  |  | 0 | 6
| ElevatorCount | ElevCnt | integer | none |  |  | Optional | [8 empty] | The number of elevators.
| ElevatorLatentFraction | ElevLatFrac | decimal | none |  |  | Optional
| ElevatorLostFraction | ElevLostFrac | decimal | none |  |  | Optional
| ElevatorPower | ElevPwr | decimal | W |  |  | Optional | [7 empty] | NOTE that this is the power per elevator rather than the total elevator power in a space. | The power for each elevator in the associated elevator count
| ElevatorRadiationFraction | ElevRadFrac | decimal | none |  |  | Optional
| ElevatorScheduleReference | ElevSchRef | reference | none |  |  | Defaulted |  | Schedule | [5 empty] | Compliance Use value assigned is for the Space object. When this property is assigned to SpaceFunctionDefaults object, its Compliance Use value is Optional
| EnclosedSpace | EnclosedSpc | boolean | none |  |  | Optional
| EnvelopeStatus | EnvStatus | enumerated list | none | Altered; Existing; New |  | Defaulted
| EscalatorCount | EscalCnt | integer |  |  |  | Optional | [8 empty] | The number of escalators.
| EscalatorLatentFraction | EscalLatFrac | decimal | none |  |  | Optional
| EscalatorLostFraction | EscalLostFrac | decimal | none |  |  | Optional
| EscalatorPower | EscalPwr | decimal | W |  |  | Optional | [7 empty] | NOTE that this is the power per escalator rather than the total escalator power in a space. | The power for each escalator in the associated escalator count for a space.
| EscalatorRadiationFraction | EscalRadFrac | decimal | none |  |  | Optional
| EscalatorScheduleReference | EscalSchRef | reference | none |  |  | Defaulted |  | Schedule | [5 empty] | Compliance Use value assigned is for the Space object. When this property is assigned to SpaceFunctionDefaults object, its Compliance Use value is Optional
| ExhaustAirChangesPerHour | ExhACH | decimal | ACH |  |  | Optional | [7 empty] | Compliance Use shown here is for Space. When this property is used in SpaceFunctionDefaults, Compliance Use is Defaulted.
| ExhaustContinuousPerFixture | ExhContPerFixture | decimal | ft3 per min |  |  | Optional | No
| ExhaustFlow | ExhFlow | decimal | ft3 per min |  |  | Defaulted | No
| ExhaustNumberFixtures | ExhNumFixtures | integer | none |  |  | Optional | No
| ExhaustPerArea | ExhPerArea | decimal | ft3 per min ft2 |  |  | Optional | [7 empty] | Compliance Use shown here is for Space. When this property is used in SpaceFunctionDefaults, Compliance Use is Defaulted.
| ExhaustPerSpace | ExhPerSpc | decimal | ft3 per min |  |  | Optional
| FixedSeating | FxdSeat | boolean | none |  |  | Defaulted
| FloorArea | FlrArea | decimal | ft2 |  |  | Optional
| FloorToCeilingHeight | FlrToCeilingHgt | decimal | ft |  |  | Defaulted | [5 empty] | 0 |  |  | The measurement of height from the top surface of the floor to the bottom surface of the ceiling in an enclosed space.
| FloorZ | FlrZ | decimal | ft |  |  | Optional | [7 empty] | Required when Project:GeometryInputType = 'Simplified', else NotInput | Need definition
| GasEquipmentLatentFraction | GasEqpLatFrac | decimal | none |  |  | Defaulted | [7 empty] | Compliance Use value assigned is for the Space object. When this property is assigned to SpaceFunctionDefaults object, its Compliance Use value is Optional
| GasEquipmentLostFraction | GasEqpLostFrac | decimal | none |  |  | Defaulted | [7 empty] | Compliance Use value assigned is for the Space object. When this property is assigned to SpaceFunctionDefaults object, its Compliance Use value is Optional
| GasEquipmentPowerDensity | GasEqpPwrDens | decimal | Btu per h ft2 |  |  | Defaulted | [7 empty] | Compliance Use value assigned is for the Space object. When this property is assigned to SpaceFunctionDefaults object, its Compliance Use value is Optional
| GasEquipmentRadiationFraction | GasEqpRadFrac | decimal | none |  |  | Defaulted | [7 empty] | Compliance Use value assigned is for the Space object. When this property is assigned to SpaceFunctionDefaults object, its Compliance Use value is Optional
| GlareAzimuth | GlrAz | decimal | deg arc |  |  | Optional | [8 empty] | View angle for calculating glare index
| HasProcessExhaust | HasProcExh | boolean | none |  |  | Defaulted
| HighRiseResidentialConditionedFloorArea | HighRiseResCondFlrArea | decimal | ft2 |  |  | Optional
| HotelModelGuestRoomConditionedFloorArea | HotelMotelGuestRmCondFlrArea | decimal | ft2 |  |  | Optional
| HotelMotelGuestRoomCount | HotelMotelGuestRmCnt | integer | none |  |  | Defaulted | [5 empty] | 0 | 10000
| HotWaterHeatingTotal | HotWtrHtgTot | decimal | gal per h |  |  | Optional
| HotWaterSupplyTemperatureScheduleReference | HotWtrSupTempSchRef | reference | none |  |  | Optional |  | Schedule
| InteriorLightingNonRegulatedHeatGainRadiantFraction | IntLtgNonRegHtGnRadFrac | decimal | none |  |  | Defaulted | [5 empty] | 1 |  | Compliance Use value assigned is for the Space object. When this property is assigned to SpaceFunctionDefaults object, its Compliance Use value is Optional | Fraction of non-regulated interior lighting radiant heat gain going to space surfaces
| InteriorLightingNonRegulatedHeatGainSpaceFraction | IntLtgNonRegHtGnSpcFrac | decimal | none |  |  | Defaulted | [5 empty] | 1 |  | Compliance Use value assigned is for the Space object. When this property is assigned to SpaceFunctionDefaults object, its Compliance Use value is Optional | Fraction of non-regulated interior lighting heat gain going to space air
| InteriorLightingNonRegulatedScheduleReference | IntLtgNonRegSchRef | reference | none |  |  | Defaulted |  | Schedule | [5 empty] | Compliance Use value assigned is for the Space object. When this property is assigned to SpaceFunctionDefaults object, its Compliance Use value is Optional | Reference to a unique identification name for a Schedule of interior lighting type
| InteriorLightingRegulatedHeatGainRadiantFraction | IntLtgRegHtGnRadFrac | decimal | none |  |  | Defaulted | [5 empty] | 1 |  | Compliance Use value assigned is for the Space object. When this property is assigned to SpaceFunctionDefaults object, its Compliance Use value is Optional | Fraction of regulated interior lighting radiant heat gain going to space surfaces
| InteriorLightingRegulatedHeatGainSpaceFraction | IntLtgRegHtGnSpcFrac | decimal | none |  |  | Defaulted | [5 empty] | 1 |  | Compliance Use value assigned is for the Space object. When this property is assigned to SpaceFunctionDefaults object, its Compliance Use value is Optional | Fraction of regulated interior lighting heat gain going to space air
| InteriorLightingSpecificationMethod | IntLtgSpecMthd | enumerated list | none | AreaCategoryMethod; TailoredMethod |  | Defaulted | [8 empty] | Selection of interior lighting specification method.
| IsAtriumGreaterThan55Feet | IsAtriumGT55Ft | boolean | none |  |  | Defaulted
| IsHealthCare | IsHlthCare | boolean | none |  |  |  | No
| IsPlenumReturn | IsPlenumRet | boolean | none |  |  | Optional
| KitchenExhaustHoodDuty | KitExhHoodDuty | enumerated list | none | ExtraHeavy; Heavy; Light; Medium; None |  | CondRequired | Yes |  |  | 0 | 5
| KitchenExhaustHoodFlow | KitExhHoodFlow | decimal | ft3 per min |  |  | Defaulted | Yes |  |  | 0 | 5
| KitchenExhaustHoodLength | KitchenExhHoodLen | decimal | ft |  |  | CondRequired | Yes |  |  | 0 | 5
| KitchenExhaustHoodStyle | KitchenExhHoodStyle | enumerated list | none | BackshelfOrPassover; DoubleIsland; Eyebrow; None; SingleIsland; WallMountedCanopy |  | Optional | Yes |  |  | 0 | 5
| LaboratoryFumeHoodLength | LabFumeHoodLen | decimal | ft |  |  | Optional | No
| LaboratoryFumeHoodVerticalAutomaticSashControlFraction | LabFumeHoodVertAutoSashCtrlFrac | decimal | none |  |  | Optional | No
| LaboratoryFumeHoodVerticalSashExhaustFlow | LabFumeHoodVertSashExhFlow | decimal | ft3 per min |  |  | Optional | No
| LightingStatus | LtgStatus | enumerated list | none | Altered; Existing; Future; New |  | Defaulted
| MaximumGlareIndex | MaxGlrIdx | decimal | none |  |  | Optional | [8 empty] | Maximum glare index for daylighting control
| MinimumDimmingLightFraction | MinDimLtgFrac | decimal | none |  |  | Defaulted | [8 empty] | Minimum light output of controlled lighting when fully dimmed. Minimum light fraction = (Minimum light output) / (Rated light output).
| MinimumDimmingPowerFraction | MinDimPwrFrac | decimal | none |  |  | Defaulted | [8 empty] | The minimum power fraction when controlled lighting is fully dimmed. Minimum power fraction = (Minimum power) / (Full rated power).
| Name | Name | string | none |  |  | Required | [8 empty] | A string that uniquely defines an object in the data model. It can be assigned in other objects as a Reference to the object, similar to a foreign key in relational database tables.
| NumberOfControlSteps | NumOfCtrlSteps | integer | none |  |  | Defaulted | [8 empty] | For step switching, this term defines even steps of light output and even steps of rated power fractions.
| OccupancySensorControl | OccSensorCtrl | boolean | none |  |  | CondRequired | No
| OccupantFraction | OccFrac | decimal | none |  |  | Defaulted | [5 empty] | 0.5 | 5 |  | This is the percentage of BuildingTotalGrossFloorArea that is occupied and operational
| OccupantNumberFixedSeating | OccNumFxdSeat | decimal | person |  |  | Defaulted
| OccupantNumberSimulated | OccNumSim | integer | person |  |  | Defaulted | No
| Perimeter | Perim | decimal | ft |  |  | Optional | [7 empty] | Optional when Proj:GeometryInpType = 'Simplified', else NotInput
| PrimarySideDaylightingControlledLightingPower | PriSideDayltgCtrlLtgPwr | decimal | W |  |  | Defaulted | [5 empty] | 0 | 1000000
| PrimarySideDaylightingIlluminanceSetPoint | PriSideDayltgIllumSetpt | decimal | lux |  |  | Defaulted | [5 empty] | 0 | 10000
| PrimarySideDaylightingInstalledLightingPower | PriSideDayltgInstalledLtgPwr | decimal | W |  |  | Defaulted | [5 empty] | 0 | 1000000
| PrimarySidelit100PercentControlled | PriSide100PctControlled | boolean | none |  |  | Optional
| ProcessElectricalLatentFraction | ProcElecLatFrac | decimal | none |  |  | Optional
| ProcessElectricalLostFraction | ProcElecLostFrac | decimal | none |  |  | Optional
| ProcessElectricalRadiationFraction | ProcElecRadFrac | decimal | none |  |  | Optional
| ProcessElectricalScheduleReference | ProcElecSchRef | reference | none |  |  | Optional |  | Schedule | [6 empty] | Reference to a unique identification name for a schedule in a library of process electrical type
| ProcessGasLatentFraction | ProcGasLatFrac | decimal | none |  |  | Optional
| ProcessGasLostFraction | ProcGasLostFrac | decimal | none |  |  | Optional
| ProcessGasPowerDensity | ProcGasPwrDens | decimal | Btu per h ft2 |  |  | Optional | [8 empty] | Commercial gas power density is the average power density for all commercial gas equipment, assuming constant year-round operation.
| ProcessGasRadiationFraction | ProcGasRadFrac | decimal | none |  |  | Optional | [8 empty] | The fraction of heat gain to Space to appliance energy use
| ProcessGasScheduleReference | ProcGasSchRef | reference | none |  |  | Optional |  | Schedule | [6 empty] | Reference to a unique identification name for a schedule in a library of process gas type
| ProposedMinimumExhaustAirChangesPerHour | PropMinExhACH | decimal | ACH |  |  | Defaulted | No
| ProposedMinimumExhaustFlow | PropMinExhFlow | decimal | ft3 per min |  |  | Defaulted | No
| ProposedMinimumVentilationAirChangesPerHour | PropMinVentACH | decimal | ACH |  |  | Defaulted | No
| ProposedMinimumVentilationFlow | PropMinVentFlow | decimal | ft3 per min |  |  | Defaulted | No
| ReceptacleLatentFraction | RecptLatFrac | decimal | none |  |  | Defaulted | [7 empty] | Compliance Use value assigned is for the Space object. When this property is assigned to SpaceFunctionDefaults object, its Compliance Use value is Optional
| ReceptacleLostFraction | RecptLostFrac | decimal | none |  |  | Defaulted | [7 empty] | Compliance Use value assigned is for the Space object. When this property is assigned to SpaceFunctionDefaults object, its Compliance Use value is Optional
| ReceptacleRadiationFraction | RecptRadFrac | decimal | none |  |  | Defaulted | [7 empty] | Compliance Use value assigned is for the Space object. When this property is assigned to SpaceFunctionDefaults object, its Compliance Use value is Optional
| ResidentialDHWSystemReference | ResDHWSysRef | reference | none |  |  | Optional |  |  | ResidentialDHWSystemNR
| ResidentialHotWaterHeatingRate | ResHotWtrHtgRt | decimal | gal per h person |  |  | Optional
| ResidentialSpaceDHWFeaturesReference | ResSpcDHWFeaturesRef | reference | none |  |  | Optional | No |  | ResidentialSpaceDHWFeatures
| ReturnPlenumSpaceReference | RetPlenumSpcRef | reference | none |  |  | Optional |  | Space
| SecondarySideDaylightingControlledLightingPower | SecSideDayltgCtrlLtgPwr | decimal | W |  |  | Defaulted | [5 empty] | 0 | 1000000
| SecondarySideDaylightingIlluminanceSetPoint | SecSideDayltgIllumSetpt | decimal | lux |  |  | Defaulted | [5 empty] | 0 | 10000
| SecondarySideDaylightingInstalledLightingPower | SecSideDayltgInstalledLtgPwr | decimal | W |  |  | Defaulted | [5 empty] | 0 | 1000000
| SecondarySidelit100PercentControlled | SecSide100PctControlled | boolean | none |  |  | Optional
| SHWFluidSegmentReference | SHWFluidSegRef | reference | none |  |  | Optional |  |  | FluidSystem
| SkylightRequirementException | SkyltReqExcpt | enumerated list | none | Auditorium; Church; ExistingWalls; FutureCeilings; FutureWalls; MovieTheater; Museum; RefrigeratedWarehouse |  | CondRequired | [7 empty] | Required when Spc:SkyltReqExcptFrac > 0, else NotInput
| SkylightRequirementExceptionArea | SkyltReqExcptArea | decimal | ft2 |  |  | CondRequired | [5 empty] | 0 | 1000000
| SkylightRequirementExceptionFraction | SkyltReqExcptFrac | decimal | none |  |  | Defaulted
| Skylit100PercentControlled | Skylit100PctControlled | binary | none |  |  | Optional
| SkylitDaylightingControlledLightingPower | SkylitDayltgCtrlLtgPwr | decimal | W |  |  | Defaulted | [5 empty] | 0 | 1000000
| SkylitDaylightingIlluminanceSetPoint | SkylitDayltgIllumSetpt | decimal | lux |  |  | Defaulted | [5 empty] | 0 | 10000
| SkylitDaylightingInstalledLightingPower | SkylitDayltgInstalledLtgPwr | decimal | W |  |  | Defaulted | [5 empty] | 0 | 1000000
| SpaceFunction | SpcFunc | enumerated list | none | Aging Eye/Low-vision (Corridor Area); Aging Eye/Low-vision (Dining); Aging Eye/Low-vision (Lounge/Waiting Area); Aging Eye/Low-vision (Main Entry Lobby ); Aging Eye/Low-vision (Multipurpose Room); Aging Eye/Low-vision (Religious Worship Area); Aging Eye/Low-vision (Restroom); Aging Eye/Low-vision (Stairwell); All other; Audience Seating Area; Auditorium Area; Auto Repair / Maintenance Area; Beauty Salon Area; Civic Meeting Place Area; Classroom, Lecture, Training, Vocational Areas; Commercial/Industrial Storage (Shipping & Handling); Commercial/Industrial Storage (Warehouse); Commercial/Industrial Storage Areas (Refrigerated); Computer Room; Concourse and Atria Area; Convention, Conference, Multipurpose and Meeting Area; Copy Room; Corridor Area; Dining Area (Bar/Lounge and Fine Dining Area); Dining Area (Cafeteria/Fastfood); Dining Area (Family and Leisure); Electrical, Mechanical, Telephone Rooms; Exercise/Fitness Center and Gymnasium Areas; Financial Transaction Area; Food Service - Bars, cocktail lounges; Food Service - Restaurant dining rooms; General /Commercial & Industrial Work Area (High Bay); General /Commercial &Industrial Work Area (Low Bay); General/Commercial & Industrial Work Area (Precision); Healthcare Facility and Hospitals (Exam/Treatment Room); Healthcare Facility and Hospitals (Imaging Room); Healthcare Facility and Hospitals (Medical Supply Room); Healthcare Facility and Hospitals (Nurse's Station); Healthcare Facility and Hospitals (Nursery); Healthcare Facility and Hospitals (Operating Room); Healthcare Facility and Hospitals (Patient Room); Healthcare Facility and Hospitals (Physical Therapy Room); Healthcare Facility and Hospitals (Recovery Room); High-Rise Residential Living Spaces; Hotel Function Area; Hotel/Motel Guest Room; Kitchen/Food Preparation Area; Kitchenette or Residential Kitchen; Laundry Area; Library (Reading Area); Library (Stacks Area); Locker Room; Lounge, Breakroom, or Waiting Area; Main Entry Lobby; Museum Area (Exhibition/Display); Museum Area (Restoration Room); Office Area (Open plan office); Office Area (greater than 250 square feet); Office Area (less than 250 square feet); Parking Garage Area (Parking Zone); Parking Garage Area (Daylight Adaptation Zones); Parking Garage Area (Dedicated Ramps); Pharmacy Area; Religious Worship Area; Restrooms; Retail - Coin-operated laundries; Retail - Mall common areas; Retail Sales Area (Fitting Room); Retail Sales Area (Grocery Sales); Retail Sales Area (Retail Merchandise Sales); Scientific Laboratory Area; Sports Arena - Playing Area (2,000 - 5,000 Spectators); Sports Arena - Playing Area (Recreational); Sports Arena - Playing Area (greater than 5,000 Spectators); Sports Arena - Playing Area (less than 2,000 Spectators); Stairwell; Theater Area (Motion Picture); Theater Area (Performance); Transportation Function (Baggage Area); Transportation Function (Ticketing Area); Unleased Tenant Area; Unoccupied-Exclude from Gross Floor Area; Unoccupied-Include in Gross Floor Area; Videoconferencing Studio; Waiting Area |  | Compulsory | [8 empty] | One of a list of occupancies assigned to the OccupancyArea
| SpaceFunctionDefaultsReference | SpcFuncDefaultsRef | reference | none |  |  | Optional | [8 empty] | Reference to a unique SpaceFunctionDefaults object name
| SupplyPlenumSpaceReference | SupPlenumSpcRef | reference | none |  |  | Optional |  | Space
| ThermalZoneReference | ThrmlZnRef | reference | none |  |  | Required |  |  | ThermalZone | [5 empty] | This is a reference to the thermal zone that serves a given space.
| VentilationAirChangesPerHour | VentACH | decimal | ft3 per min |  |  | Optional | [7 empty] | Compliance Use shown here is for Space. When this property is used in SpaceFunctionDefaults, Compliance Use is Defaulted.
| VentilationFlow | VentFlow | decimal | ft3 per min |  |  | Defaulted | No
| VentilationPerArea | VentPerArea | decimal | ft3 per min ft2 |  |  | Defaulted
| VentilationPerPerson | VentPerPerson | decimal | ft3 per min person |  |  | Defaulted
| VentilationPerSpace | VentPerSpc | decimal | ft3 per min |  |  | Optional
| VentilationSpaceFunction | VentSpcFunc | enumerated list | none | Assembly - Audience seating area; Assembly - Courtrooms; Assembly - Legislative Chambers; Assembly - Libraries (reading rooms and stack areas); Assembly - Lobbies; Assembly - Museums (childrens); Assembly - Museums/galleries; Assembly - Places of religious worship; Education - Art classroom; Education - Classrooms (ages 5-8); Education - Classrooms (ages 9-18); Education - Computer lab; Education - Daycare (through age 4); Education - Daycare sickroom; Education - Lecture hall (fixed seats); Education - Lecture/postsecondary classroom; Education - Media center; Education - Metal shop; Education - Multiuse assembly; Education - Music/theater/dance; Education - Wood shop; Exhaust - All other locker rooms; Exhaust - Arenas; Exhaust - AutoRepairRoom; Exhaust - Cell with toilet; Exhaust - Copy, printing rooms; Exhaust - Darkrooms; Exhaust - Janitor closets, trash rooms, recycling; Exhaust - Kitchenettes; Exhaust - Locker rooms for athletic or industrial facilities; Exhaust - Paint spray booths; Exhaust - Parking garages; Exhaust - Refrigerating machinery rooms; Exhaust - Shower rooms; Exhaust - Soiled laundry storage rooms; Exhaust - Storage rooms, chemical; Exhaust - Toilets, private; Exhaust - Toilets, public; Exhaust - Woodwork shop/classrooms; Food Service - Bars, cocktail lounges; Food Service - Cafeteria/fast-food diningCafeteria/Fastfood); Food Service - Kitchen (cooking); Food Service - Restaurant dining rooms; General - Break rooms; General - Coffee Stations; General - Conference/meeting; General - Corridors; General - Occupiable storage rooms for liquids or gels; General - Unoccupied; Lodging - Barracks sleeping areas; Lodging - Bedroom/living room; Lodging - Laundry rooms within dwelling units; Lodging - Lobbies/pre-function; Lodging - Multipurpose assembly; Misc - All others; Misc - Bank vaults/safe deposit; Misc - Banks or bank lobbies; Misc - Computer (not printing); Misc - Freezer and refrigerated spaces (less than 50F); Misc - General manufacturing (excludes heavy industrial and process using chemicals); Misc - Pharmacy (preparation area); Misc - Photo studios; Misc - Shipping/receiving; Misc - Sorting, packing, light assembly; Misc - Telephone closets; Misc - Transportation waiting; Misc - Warehouses; NA; Office - Breakrooms; Office - Main entry lobbies; Office - Occupiable storage rooms for dry materials; Office - Office space; Office - Reception areas; Office - Telephone/data entry; Residential - Common corridors; Retail - Barbershop; Retail - Beauty and nail salons; Retail - Coin-operated laundries; Retail - Mall common areas; Retail - Pet shops (animal areas); Retail - Sales; Retail - Supermarket; Sports/Entertainment - Bowling alley (seating); Sports/Entertainment - Disco/dance floors; Sports/Entertainment - Gambling casinos; Sports/Entertainment - Game arcades; Sports/Entertainment - Gym, sports arena (play area); Sports/Entertainment - Health club/aerobics room; Sports/Entertainment - Health club/weight rooms; Sports/Entertainment - Spectator areas; Sports/Entertainment - Stages, studios; Sports/Entertainment - Swimming (deck); Sports/Entertainment - Swimming (pool) |  | Defaulted
| Volume | Vol | decimal | ft3 |  |  | Required | [8 empty] | The measurement of space or object calculated by multiplying the three dimensions of the space: length, width, and height.
SpaceFunctionDefaults
| CommercialRefrigerationLatentFraction | CommRfrgLatFrac | decimal | none |  |  | Defaulted
| CommercialRefrigerationLostFraction | CommRfrgLostFrac | decimal | none |  |  | Defaulted | [7 empty] | Compliance Use value assigned is for the Space object. When this property is assigned to SpaceFunctionDefaults object, its Compliance Use value is Optional
| CommercialRefrigerationRadiationFraction | CommRfrgRadFrac | decimal | none |  |  | Defaulted | [7 empty] | Compliance Use value assigned is for the Space object. When this property is assigned to SpaceFunctionDefaults object, its Compliance Use value is Optional
| DesignInfiltrationRate | DsgnInfRt | decimal | ft3 per min ft2 |  |  | Defaulted | Yes |  |  | 0 | 4 |  |  | Compliance Use value assigned is for the Space object. When this property is assigned to SpaceFunctionDefaults object, its Compliance Use value is Optional | Design infiltration airflow
| ElevatorCount | ElevCnt | integer | none |  |  | Optional | [8 empty] | The number of elevators.
| ElevatorLatentFraction | ElevLatFrac | decimal | none |  |  | Optional
| ElevatorLostFraction | ElevLostFrac | decimal | none |  |  | Optional
| ElevatorPower | ElevPwr | decimal | W |  |  | Optional | [7 empty] | NOTE that this is the power per elevator rather than the total elevator power in a space. | The power for each elevator in the associated elevator count
| ElevatorRadiationFraction | ElevRadFrac | decimal | none |  |  | Optional
| ElevatorScheduleReference | ElevSchRef | reference | none |  |  | Defaulted |  | Schedule | [5 empty] | Compliance Use value assigned is for the Space object. When this property is assigned to SpaceFunctionDefaults object, its Compliance Use value is Optional
| EscalatorCount | EscalCnt | integer |  |  |  | Optional | [8 empty] | The number of escalators.
| EscalatorLatentFraction | EscalLatFrac | decimal | none |  |  | Optional
| EscalatorLostFraction | EscalLostFrac | decimal | none |  |  | Optional
| EscalatorPower | EscalPwr | decimal | W |  |  | Optional | [7 empty] | NOTE that this is the power per escalator rather than the total escalator power in a space. | The power for each escalator in the associated escalator count for a space.
| EscalatorRadiationFraction | EscalRadFrac | decimal | none |  |  | Optional
| EscalatorScheduleReference | EscalSchRef | reference | none |  |  | Defaulted |  | Schedule | [5 empty] | Compliance Use value assigned is for the Space object. When this property is assigned to SpaceFunctionDefaults object, its Compliance Use value is Optional
| ExhaustAirChangesPerHour | ExhACH | decimal | ACH |  |  | Optional | [7 empty] | Compliance Use shown here is for Space. When this property is used in SpaceFunctionDefaults, Compliance Use is Defaulted.
| ExhaustContinuousPerFixture | ExhContPerFixture | decimal | ft3 per min |  |  | Optional | No
| ExhaustNumberFixtures | ExhNumFixtures | integer | none |  |  | Optional | No
| ExhaustPerArea | ExhPerArea | decimal | ft3 per min ft2 |  |  | Optional | [7 empty] | Compliance Use shown here is for Space. When this property is used in SpaceFunctionDefaults, Compliance Use is Defaulted.
| ExhaustPerSpace | ExhPerSpc | decimal | ft3 per min |  |  | Optional
| FunctionScheduleGroup | FuncSchGrp | enumerated list | none | Assembly; DataCenter; Health; Laboratory; Lodging - Multipurpose assembly; Manufacturing; Office; Parking; ResidentialCommon; ResidentialLiving; Restaurant; Retail; School; Warehouse |  | Optional | [8 empty] | A type specifying occupancy function categories used to determine schedules.
| GasEquipmentLatentFraction | GasEqpLatFrac | decimal | none |  |  | Defaulted | [7 empty] | Compliance Use value assigned is for the Space object. When this property is assigned to SpaceFunctionDefaults object, its Compliance Use value is Optional
| GasEquipmentLostFraction | GasEqpLostFrac | decimal | none |  |  | Defaulted | [7 empty] | Compliance Use value assigned is for the Space object. When this property is assigned to SpaceFunctionDefaults object, its Compliance Use value is Optional
| GasEquipmentPowerDensity | GasEqpPwrDens | decimal | Btu per h ft2 |  |  | Defaulted | [7 empty] | Compliance Use value assigned is for the Space object. When this property is assigned to SpaceFunctionDefaults object, its Compliance Use value is Optional
| GasEquipmentRadiationFraction | GasEqpRadFrac | decimal | none |  |  | Defaulted | [7 empty] | Compliance Use value assigned is for the Space object. When this property is assigned to SpaceFunctionDefaults object, its Compliance Use value is Optional
| HotWaterSupplyTemperature | HotWtrSupTemp | decimal | F |  |  | Optional
| HotWaterSupplyTemperatureScheduleReference | HotWtrSupTempSchRef | reference | none |  |  | Optional |  | Schedule
| InfiltrationMethod | InfMthd | enumerated list | none | AirChangesPerHour; FlowArea; FlowExteriorArea; FlowExteriorWallArea; FlowSpace |  | Defaulted | Yes |  |  | 0 | 4 |  |  | Compliance Use value assigned is for the Space object. When this property is assigned to SpaceFunctionDefaults object, its Compliance Use value is Optional | Method used for modeling uncontrolled air leakage or infiltration.
| InfiltrationModelCoefficientA | InfModelCoefA | decimal | none |  |  | Required | Yes |  |  | 0 | 4 |  |  | Compliance Use value assigned is for the Space object. When this property is assigned to SpaceFunctionDefaults object, its Compliance Use value is Optional | infiltration overall coefficient
| InfiltrationModelCoefficientB | InfModelCoefB | decimal | F |  |  | Required | Yes |  |  | 0 | 4 |  |  | Compliance Use value assigned is for the Space object. When this property is assigned to SpaceFunctionDefaults object, its Compliance Use value is Optional | infiltration temperature coefficient
| InfiltrationModelCoefficientC | InfModelCoefC | decimal | h per mi |  |  | Required | Yes |  |  | 0 | 4 |  |  | Compliance Use value assigned is for the Space object. When this property is assigned to SpaceFunctionDefaults object, its Compliance Use value is Optional | infiltration windspeed coefficient
| InfiltrationModelCoefficientD | InfModelCoefD | decimal | h2 per mi2 |  |  | Required | Yes |  |  | 0 | 4 |  |  | Compliance Use value assigned is for the Space object. When this property is assigned to SpaceFunctionDefaults object, its Compliance Use value is Optional | infiltration windspeed squared coefficient
| InfiltrationScheduleReference | InfSchRef | reference | none |  |  | Defaulted | Yes | Schedule |  | 0 | 4 |  |  | Compliance Use value assigned is for the Space object. When this property is assigned to SpaceFunctionDefaults object, its Compliance Use value is Optional | Reference to a schedule when needed by the selected infiltration method.
| InteriorLightingNonRegulatedHeatGainRadiantFraction | IntLtgNonRegHtGnRadFrac | decimal | none |  |  | Defaulted | [5 empty] | 1 |  | Compliance Use value assigned is for the Space object. When this property is assigned to SpaceFunctionDefaults object, its Compliance Use value is Optional | Fraction of non-regulated interior lighting radiant heat gain going to space surfaces
| InteriorLightingNonRegulatedHeatGainSpaceFraction | IntLtgNonRegHtGnSpcFrac | decimal | none |  |  | Defaulted | [5 empty] | 1 |  | Compliance Use value assigned is for the Space object. When this property is assigned to SpaceFunctionDefaults object, its Compliance Use value is Optional | Fraction of non-regulated interior lighting heat gain going to space air
| InteriorLightingNonRegulatedScheduleReference | IntLtgNonRegSchRef | reference | none |  |  | Defaulted |  | Schedule | [5 empty] | Compliance Use value assigned is for the Space object. When this property is assigned to SpaceFunctionDefaults object, its Compliance Use value is Optional | Reference to a unique identification name for a Schedule of interior lighting type
| InteriorLightingRegulatedHeatGainRadiantFraction | IntLtgRegHtGnRadFrac | decimal | none |  |  | Defaulted | [5 empty] | 1 |  | Compliance Use value assigned is for the Space object. When this property is assigned to SpaceFunctionDefaults object, its Compliance Use value is Optional | Fraction of regulated interior lighting radiant heat gain going to space surfaces
| InteriorLightingRegulatedHeatGainSpaceFraction | IntLtgRegHtGnSpcFrac | decimal | none |  |  | Defaulted | [5 empty] | 1 |  | Compliance Use value assigned is for the Space object. When this property is assigned to SpaceFunctionDefaults object, its Compliance Use value is Optional | Fraction of regulated interior lighting heat gain going to space air
| Name | Name | string | none |  |  | Required | [8 empty] | A string that uniquely defines an object in the data model. It can be assigned in other objects as a Reference to the object, similar to a foreign key in relational database tables.
| OccupantFraction | OccFrac | decimal | none |  |  | Defaulted | [5 empty] | 0.5 | 5 |  | This is the percentage of BuildingTotalGrossFloorArea that is occupied and operational
| OccupantLatentHeatRate | OccLatHtRt | decimal | Btu per h person |  |  | Optional | [8 empty] | The rate of latent heat released per person which is a function of activity
| OccupantSensibleHeatRate | OccSensHtRt | decimal | Btu per h person |  |  | Optional | [8 empty] | The rate of sensible heat released per person which is a function of activity
| ProcessElectricalLatentFraction | ProcElecLatFrac | decimal | none |  |  | Optional
| ProcessElectricalLostFraction | ProcElecLostFrac | decimal | none |  |  | Optional
| ProcessElectricalRadiationFraction | ProcElecRadFrac | decimal | none |  |  | Optional
| ProcessElectricalScheduleReference | ProcElecSchRef | reference | none |  |  | Optional |  | Schedule | [6 empty] | Reference to a unique identification name for a schedule in a library of process electrical type
| ProcessGasLatentFraction | ProcGasLatFrac | decimal | none |  |  | Optional
| ProcessGasLostFraction | ProcGasLostFrac | decimal | none |  |  | Optional
| ProcessGasPowerDensity | ProcGasPwrDens | decimal | Btu per h ft2 |  |  | Optional | [8 empty] | Commercial gas power density is the average power density for all commercial gas equipment, assuming constant year-round operation.
| ProcessGasRadiationFraction | ProcGasRadFrac | decimal | none |  |  | Optional | [8 empty] | The fraction of heat gain to Space to appliance energy use
| ProcessGasScheduleReference | ProcGasSchRef | reference | none |  |  | Optional |  | Schedule | [6 empty] | Reference to a unique identification name for a schedule in a library of process gas type
| ReceptacleLatentFraction | RecptLatFrac | decimal | none |  |  | Defaulted | [7 empty] | Compliance Use value assigned is for the Space object. When this property is assigned to SpaceFunctionDefaults object, its Compliance Use value is Optional
| ReceptacleLostFraction | RecptLostFrac | decimal | none |  |  | Defaulted | [7 empty] | Compliance Use value assigned is for the Space object. When this property is assigned to SpaceFunctionDefaults object, its Compliance Use value is Optional
| ReceptacleRadiationFraction | RecptRadFrac | decimal | none |  |  | Defaulted | [7 empty] | Compliance Use value assigned is for the Space object. When this property is assigned to SpaceFunctionDefaults object, its Compliance Use value is Optional
| ResidentialDHWSystemReference | ResDHWSysRef | reference | none |  |  | Optional |  |  | ResidentialDHWSystemNR
| SHWFluidSegmentReference | SHWFluidSegRef | reference | none |  |  | Optional |  |  | FluidSystem
| SpaceFunction | SpcFunc | enumerated list | none | Aging Eye/Low-vision (Corridor Area); Aging Eye/Low-vision (Dining); Aging Eye/Low-vision (Lounge/Waiting Area); Aging Eye/Low-vision (Main Entry Lobby ); Aging Eye/Low-vision (Multipurpose Room); Aging Eye/Low-vision (Religious Worship Area); Aging Eye/Low-vision (Restroom); Aging Eye/Low-vision (Stairwell); All other; Audience Seating Area; Auditorium Area; Auto Repair / Maintenance Area; Beauty Salon Area; Civic Meeting Place Area; Classroom, Lecture, Training, Vocational Areas; Commercial/Industrial Storage (Shipping & Handling); Commercial/Industrial Storage (Warehouse); Commercial/Industrial Storage Areas (Refrigerated); Computer Room; Concourse and Atria Area; Convention, Conference, Multipurpose and Meeting Area; Copy Room; Corridor Area; Dining Area (Bar/Lounge and Fine Dining Area); Dining Area (Cafeteria/Fastfood); Dining Area (Family and Leisure); Electrical, Mechanical, Telephone Rooms; Exercise/Fitness Center and Gymnasium Areas; Financial Transaction Area; Food Service - Bars, cocktail lounges; Food Service - Restaurant dining rooms; General /Commercial & Industrial Work Area (High Bay); General /Commercial &Industrial Work Area (Low Bay); General/Commercial & Industrial Work Area (Precision); Healthcare Facility and Hospitals (Exam/Treatment Room); Healthcare Facility and Hospitals (Imaging Room); Healthcare Facility and Hospitals (Medical Supply Room); Healthcare Facility and Hospitals (Nurse's Station); Healthcare Facility and Hospitals (Nursery); Healthcare Facility and Hospitals (Operating Room); Healthcare Facility and Hospitals (Patient Room); Healthcare Facility and Hospitals (Physical Therapy Room); Healthcare Facility and Hospitals (Recovery Room); High-Rise Residential Living Spaces; Hotel Function Area; Hotel/Motel Guest Room; Kitchen/Food Preparation Area; Kitchenette or Residential Kitchen; Laundry Area; Library (Reading Area); Library (Stacks Area); Locker Room; Lounge, Breakroom, or Waiting Area; Main Entry Lobby; Museum Area (Exhibition/Display); Museum Area (Restoration Room); Office Area (Open plan office); Office Area (greater than 250 square feet); Office Area (less than 250 square feet); Parking Garage Area (Parking Zone); Parking Garage Area (Daylight Adaptation Zones); Parking Garage Area (Dedicated Ramps); Pharmacy Area; Religious Worship Area; Restrooms; Retail - Coin-operated laundries; Retail - Mall common areas; Retail Sales Area (Fitting Room); Retail Sales Area (Grocery Sales); Retail Sales Area (Retail Merchandise Sales); Scientific Laboratory Area; Sports Arena - Playing Area (2,000 - 5,000 Spectators); Sports Arena - Playing Area (Recreational); Sports Arena - Playing Area (greater than 5,000 Spectators); Sports Arena - Playing Area (less than 2,000 Spectators); Stairwell; Theater Area (Motion Picture); Theater Area (Performance); Transportation Function (Baggage Area); Transportation Function (Ticketing Area); Unleased Tenant Area; Unoccupied-Exclude from Gross Floor Area; Unoccupied-Include in Gross Floor Area; Videoconferencing Studio; Waiting Area |  | Compulsory | [8 empty] | One of a list of occupancies assigned to the OccupancyArea
| VentilationAirChangesPerHour | VentACH | decimal | ft3 per min |  |  | Optional | [7 empty] | Compliance Use shown here is for Space. When this property is used in SpaceFunctionDefaults, Compliance Use is Defaulted.
| VentilationPerArea | VentPerArea | decimal | ft3 per min ft2 |  |  | Defaulted
| VentilationPerPerson | VentPerPerson | decimal | ft3 per min person |  |  | Defaulted
| VentilationPerSpace | VentPerSpc | decimal | ft3 per min |  |  | Optional
| VentilationSpaceFunction | VentSpcFunc | enumerated list | none | Assembly - Audience seating area; Assembly - Courtrooms; Assembly - Legislative Chambers; Assembly - Libraries (reading rooms and stack areas); Assembly - Lobbies; Assembly - Museums (childrens); Assembly - Museums/galleries; Assembly - Places of religious worship; Education - Art classroom; Education - Classrooms (ages 5-8); Education - Classrooms (ages 9-18); Education - Computer lab; Education - Daycare (through age 4); Education - Daycare sickroom; Education - Lecture hall (fixed seats); Education - Lecture/postsecondary classroom; Education - Media center; Education - Metal shop; Education - Multiuse assembly; Education - Music/theater/dance; Education - Wood shop; Exhaust - All other locker rooms; Exhaust - Arenas; Exhaust - AutoRepairRoom; Exhaust - Cell with toilet; Exhaust - Copy, printing rooms; Exhaust - Darkrooms; Exhaust - Janitor closets, trash rooms, recycling; Exhaust - Kitchenettes; Exhaust - Locker rooms for athletic or industrial facilities; Exhaust - Paint spray booths; Exhaust - Parking garages; Exhaust - Refrigerating machinery rooms; Exhaust - Shower rooms; Exhaust - Soiled laundry storage rooms; Exhaust - Storage rooms, chemical; Exhaust - Toilets, private; Exhaust - Toilets, public; Exhaust - Woodwork shop/classrooms; Food Service - Bars, cocktail lounges; Food Service - Cafeteria/fast-food diningCafeteria/Fastfood); Food Service - Kitchen (cooking); Food Service - Restaurant dining rooms; General - Break rooms; General - Coffee Stations; General - Conference/meeting; General - Corridors; General - Occupiable storage rooms for liquids or gels; General - Unoccupied; Lodging - Barracks sleeping areas; Lodging - Bedroom/living room; Lodging - Laundry rooms within dwelling units; Lodging - Lobbies/pre-function; Lodging - Multipurpose assembly; Misc - All others; Misc - Bank vaults/safe deposit; Misc - Banks or bank lobbies; Misc - Computer (not printing); Misc - Freezer and refrigerated spaces (less than 50F); Misc - General manufacturing (excludes heavy industrial and process using chemicals); Misc - Pharmacy (preparation area); Misc - Photo studios; Misc - Shipping/receiving; Misc - Sorting, packing, light assembly; Misc - Telephone closets; Misc - Transportation waiting; Misc - Warehouses; NA; Office - Breakrooms; Office - Main entry lobbies; Office - Occupiable storage rooms for dry materials; Office - Office space; Office - Reception areas; Office - Telephone/data entry; Residential - Common corridors; Retail - Barbershop; Retail - Beauty and nail salons; Retail - Coin-operated laundries; Retail - Mall common areas; Retail - Pet shops (animal areas); Retail - Sales; Retail - Supermarket; Sports/Entertainment - Bowling alley (seating); Sports/Entertainment - Disco/dance floors; Sports/Entertainment - Gambling casinos; Sports/Entertainment - Game arcades; Sports/Entertainment - Gym, sports arena (play area); Sports/Entertainment - Health club/aerobics room; Sports/Entertainment - Health club/weight rooms; Sports/Entertainment - Spectator areas; Sports/Entertainment - Stages, studios; Sports/Entertainment - Swimming (deck); Sports/Entertainment - Swimming (pool) |  | Defaulted
ThermalEnergyStorageModeScheduleDay
| Hour | Hr | enumerated list | none | Charge; Discharge; Off |  | Compulsory | No |  |  | 24 | 24
| Type | Type | enumerated list | none | ThrmlEngyStorMode |  | Compulsory | No
UndergroundFloor
| AdjacentSpaceReference | AdjacentSpcRef | reference | none |  |  | CondRequired |  | Space | [6 empty] | This references the space on the other side of an interior partition.
| Area | Area | decimal | ft2 |  |  | Required | [5 empty] | 0.01 |  | Required when Proj:GeometryInpType = 'Simplified', else NotInput
| Azimuth | Az | decimal | deg arc |  |  | Required | [7 empty] | Required when Proj:GeometryInpType = 'Simplified', else NotInput; PVArray Azimuth is Defaulted | A measure of the orientation of a planar surface. The azimuth of any planar building surface element is measured in the plane upon which the building sits (the base plane). It is the angle, measured clockwise, between the true North vector and the outward pointing normal to the building surface element. The azimuth of a North-facing building surface is thus 0 degrees. Units: degrees Cardinal orientation of north, south, east and west can be derived from the Azimuth
| ConstructAssemblyReference | ConsAssmRef | reference | none |  |  | Required |  | ConstructAssembly
| Name | Name | string | none |  |  | Required | [8 empty] | A string that uniquely defines an object in the data model. It can be assigned in other objects as a Reference to the object, similar to a foreign key in relational database tables.
| PerimeterExposed | PerimExposed | decimal | ft |  |  | Defaulted | [8 empty] | Describes the exposed (direct contact with ambient air) perimeter of a slab-on-grade or underground floor.
| Status | Status | enumerated list | none | Altered; Existing; New |  | Required | [8 empty] | Status of a component in an existing alteration and addition (EAA)project
| Tilt | Tilt | decimal | deg arc |  |  | CondRequired | [7 empty] | Required when Proj:GeometryInpType = 'Simplified', else NotInput | The angle of inclination of a planar surface to the horizontal. Units: degrees Tilt is an attribute of Spatial Attitude that is part of the definition of the Surface Geometry for Exterior Wall and Roof. It is also used to define the tilt angle of a photovoltaic array.
UndergroundWall
| AdjacentSpaceReference | AdjacentSpcRef | reference | none |  |  | CondRequired |  | Space | [6 empty] | This references the space on the other side of an interior partition.
| Area | Area | decimal | ft2 |  |  | Required | [5 empty] | 0.01 |  | Required when Proj:GeometryInpType = 'Simplified', else NotInput
| Azimuth | Az | decimal | deg arc |  |  | Required | [7 empty] | Required when Proj:GeometryInpType = 'Simplified', else NotInput; PVArray Azimuth is Defaulted | A measure of the orientation of a planar surface. The azimuth of any planar building surface element is measured in the plane upon which the building sits (the base plane). It is the angle, measured clockwise, between the true North vector and the outward pointing normal to the building surface element. The azimuth of a North-facing building surface is thus 0 degrees. Units: degrees Cardinal orientation of north, south, east and west can be derived from the Azimuth
| ConstructAssemblyReference | ConsAssmRef | reference | none |  |  | Required |  | ConstructAssembly
| Height | Hgt | decimal | ft |  |  | CondRequired | [8 empty] | Describes the height of the underground wall, i.e. the depth to the ground surface.
| Name | Name | string | none |  |  | Required | [8 empty] | A string that uniquely defines an object in the data model. It can be assigned in other objects as a Reference to the object, similar to a foreign key in relational database tables.
| Status | Status | enumerated list | none | Altered; Existing; New |  | Required | [8 empty] | Status of a component in an existing alteration and addition (EAA)project
| Tilt | Tilt | decimal | deg arc |  |  | CondRequired | [7 empty] | Required when Proj:GeometryInpType = 'Simplified', else NotInput | The angle of inclination of a planar surface to the horizontal. Units: degrees Tilt is an attribute of Spatial Attitude that is part of the definition of the Surface Geometry for Exterior Wall and Roof. It is also used to define the tilt angle of a photovoltaic array.
Window
| Area | Area | decimal | ft2 |  |  | Required | [5 empty] | 0.01 |  | Required when Proj:GeometryInpType = 'Simplified', else NotInput
| EnableWindowShades | EnableWinShades | boolean | none |  |  | Defaulted
| FenestrationConstructionReference | FenConsRef | reference | none |  |  | Compulsory |  | FenestrationConstruction
| Height | Hgt | decimal | ft |  |  | CondRequired | [7 empty] | Required when GeometryInpType = Simplified and window shades specified, else NotInput. PVArray Height is Optional | Measures the vertical extent of a vertical rectangular surface such as a wall or door or a space. Units: feet.
| IsClerestory | IsClerestory | boolean | none |  |  | Defaulted | No
| LeftFinAngle | LeftFinAngle | decimal | deg arc |  |  | Optional
| LeftFinDepth | LeftFinDepth | decimal | ft |  |  | Optional
| LeftFinDistance | LeftFinDistance | decimal | ft |  |  | Optional
| LeftFinDistanceAbove | LeftFinDistanceAbove | decimal | ft |  |  | Optional
| LeftFinDistanceBelow | LeftFinDistanceBelow | decimal | ft |  |  | Optional
| LeftFinTransmittance | LeftFinTrans | decimal | none |  |  | Optional
| LeftFinTransmittanceOption | LeftFinTransOption | enumerated list | none | Constant; Scheduled |  | Optional
| LeftFinTransmittanceScheduleReference | LeftFinTransSchRef | reference | none |  |  | Optional |  | Schedule
| Name | Name | string | none |  |  | Required | [8 empty] | A string that uniquely defines an object in the data model. It can be assigned in other objects as a Reference to the object, similar to a foreign key in relational database tables.
| OverhangAngle | OverhangAngle | decimal | deg arc |  |  | Optional
| OverhangDepth | OverhangDepth | decimal | ft |  |  | Optional
| OverhangDistance | OverhangDistance | decimal | ft |  |  | Optional
| OverhangLeftExtension | OverhangLeftExtension | decimal | ft |  |  | Optional
| OverhangRightExtension | OverhangRightExtension | decimal | ft |  |  | Optional
| OverhangTransmittance | OverhangTrans | decimal | none |  |  | Optional
| OverhangTransmittanceOption | OverhangTransOption | enumerated list | none | Constant; Scheduled |  | Optional
| OverhangTransmittanceScheduleReference | OverhangTransmittanceScheduleReference | reference | none |  |  | Optional |  | Schedule
| RightFinAngle | RightFinAngle | decimal | deg arc |  |  | Optional
| RightFinDepth | RightFinDepth | decimal | ft |  |  | Optional
| RightFinDistance | RightFinDistance | decimal | ft |  |  | Optional
| RightFinDistanceAbove | RightFinDistanceAbove | decimal | ft |  |  | Optional
| RightFinDistanceBelow | RightFinDistanceBelow | decimal | ft |  |  | Optional
| RightFinTransmittance | RightFinTrans | decimal | none |  |  | Optional
| RightFinTransmittanceOption | RightFinTransOption | enumerated list | none | Constant; Scheduled |  | Optional
| RightFinTransmittanceScheduleReference | RightFinTransSchRef | reference | none |  |  | Optional |  | Schedule
| Status | Status | enumerated list | none | Altered; Existing; New |  | Required | [8 empty] | Status of a component in an existing alteration and addition (EAA)project
| Width | Wd | decimal | ft |  |  | CondRequired | [7 empty] | Required when GeometryInpType = Simplified and window shades specified, else NotInput; PVArray Height is Optional | The shorter of the two dimensions of a horizontal rectangular surface or the horizontal extent of a vertical rectangular surface Units: feet
| X | X | decimal | ft |  |  | CondRequired | [7 empty] | For CBECC-Com nonresidential simulations, this is required when GeometryInpType = Simplified and window shades specified and multiple windows or doors, else NotInput | A member of a CartesianPoint representing the length along the X axis from the origin.
| Y | Y | decimal | ft |  |  | CondRequired | [7 empty] | For CBECC-Com nonresidential simulations, this is required when GeometryInpType = Simplified and window shades specified and multiple windows or doors, else NotInput | A member of a CartesianPoint representing the length along the Y axis from the origin.

## Properties
CBECC NR Term | CBECC NR Term Short Form | DataType | Units | Enumerations | Alias for Property | Compliance Use | CBECC NR Array | Referenced Objects | Referenced HVAC Objects | XSD ELEMATTRIB minOccurs | XSD ELEMATTRIB maxOccurs | CBECC NR minInclusive | CBECC NR maxInclusive | Calculations And Rules CBECC NR | Definition | Standards Reference
AboveGradeStoryCount | AboveGrdStoryCnt | integer | none |  |  | Required | [5 empty] | 1 |  |  | An attribute of the Building object for recording the number of above grade stories in the building which is used in several rules. | T24/CBC/Nonres Compliance Manual: The total number of stories in the building that have the finished floor surface entirely above the plane of grade or 50% of its volume above grade. Table N2-13 Standard Design HVAC System Selection tests if building has 3 or fewer stories above grade.
AboveGradeStoryCountAltered | AboveGrdStoryCntAltered | integer | none |  |  | Optional | [5 empty] | 0 |  |  | The number of altered above grade stories in an alterations/additions building which is used in several rules. | 2013 NR ACM
AboveGradeStoryCountExisting | AboveGrdStoryCntExisting | integer | none |  |  | Optional | [5 empty] | 0 |  |  | The number of existing above grade stories in an alterations/additions building which is used in several rules. | 2013 NR ACM
AboveGradeStoryCountNew | AboveGrdStoryCntNew | integer | none |  |  | Optional | [5 empty] | 0 |  |  | The number of new above grade stories in an alterations/additions building which is used in several rules. | 2013 NR ACM
AdjacentSpaceReference | AdjacentSpcRef | reference | none |  |  | CondRequired |  | Spc | [6 empty] | This references the space on the other side of an interior partition. | 2013 NR ACM section 2.2.4 Software Modeling Requirements for Zones
Air | Air | enumerated list |  | Air - Cavity - Wall Roof Ceiling - 4 in. or more; Air - Ceiling - 1 1/2 in.; Air - Ceiling - 1/2 in.; Air - Ceiling - 3 1/2 in.; Air - Ceiling - 3/4 in.; Air - Floor - 1 1/2 in.; Air - Floor - 1/2 in.; Air - Floor - 3 1/2 in.; Air - Floor - 3/4 in.; Air - Metal Wall Framing - 16 or 24 in. OC; Air - Roof - 1 1/2 in.; Air - Roof - 1/2 in.; Air - Roof - 3 1/2 in.; Air - Roof - 3/4 in.; Air - Wall - 1 1/2 in.; Air - Wall - 1/2 in.; Air - Wall - 3 1/2 in.; Air - Wall - 3/4 in.; Vented Crawl Space
AllowanceArea | AllowArea | decimal | ft2 |  |  | Defaulted
AllowanceLength | AllowLen | decimal | ft |  |  | Defaulted | [8 empty] | Linear width of white/chalk board associated with AreaCategoryMethodAllowanceType of WhiteOrChalkBoard used to calculate power allowance. | 2013 Draft T24 140.6(c)2.G and Table 140.6-C
AllowanceQuantity | AllowQty | decimal | none |  |  | Defaulted
AllowanceType | AllowType | enumerated list | none | AccentDisplayFeature; Decorative; Ornamental; ParkingGarageATMLighting; PrecisionCommercialIndustrial; SpecializedLabTaskWork; SpecializedTaskWork; TailoredFloorDisplayAllowance; TailoredOrnamentalAndSpecialEffectAllowance; TailoredTaskAllowance; TailoredVeryValuableDisplayCaseAllowance; TailoredWallDisplayAllowance; VideoConferencingStudioLighting; WhiteOrChalkBoard |  | Defaulted | [8 empty] | Combines AreaCategory and TailoredMethod Allowance Types Enums into a single enumerated list
AnnualWeatherFile | AnnualWeatherFile | string | none |  |  | Required | [8 empty] | Filename of the annual weather file with hourly weather data
Area | Area | decimal | ft2 |  |  | Required | [5 empty] | 0.01 |  | Required when Proj:GeometryInpType = 'Simplified', else NotInput | The two dimensional extent of a roof surface.
Area | Area | decimal | ft2 |  |  | Required | [5 empty] | 0.01 |  | Required when Proj:GeometryInpType = 'Simplified', else NotInput
Area | Area | decimal | ft2 |  |  | Required | [5 empty] | 0.01 |  | Required when Proj:GeometryInpType = 'Simplified', else NotInput
Area | Area | decimal | ft2 |  |  | Required | [5 empty] | 0.01 |  | Required when Proj:GeometryInpType = 'Simplified', else NotInput |  | CF2R-ENV-20
Area | Area | decimal | ft2 |  |  | Required | [5 empty] | 0.01 |  | Required when Proj:GeometryInpType = 'Simplified', else NotInput |  | CF2R-ENV-20
Area | Area | decimal | ft2 |  |  | Required | [5 empty] | 0.01 |  | Required when Proj:GeometryInpType = 'Simplified', else NotInput
Area | Area | decimal | ft2 |  |  | Required | [5 empty] | 0.01 |  | Required when Proj:GeometryInpType = 'Simplified', else NotInput
Area | Area | decimal | ft2 |  |  | Required | [5 empty] | 0.01 |  | Required when Proj:GeometryInpType = 'Simplified', else NotInput
Area | Area | decimal | ft2 |  |  | Required | [5 empty] | 0.01 |  | Required when Proj:GeometryInpType = 'Simplified', else NotInput
Area | Area | decimal | ft2 |  |  | Compulsory | [5 empty] | 1 |  | Compulsory when Proj:GeometryInpType = 'Simplified', else NotInput |  | NRCCLTI01E
Area | Area | decimal | ft2 |  |  | Required | [5 empty] | 0.01 |  | Required when Proj:GeometryInpType = 'Simplified', else NotInput | This is the area of the rough opening for the skylight | Used in calculating skyight roof ratio.
Area | Area | decimal | ft2 |  |  | Required | [5 empty] | 0.01 |  | Required when Proj:GeometryInpType = 'Simplified', else NotInput
AssemblyContext | AssmContext | enumerated list | none | FieldFabricated; Manufactured; SiteBuilt |  | CondRequired | [8 empty] | The context in which a building element was assembled for installation. | An example of how Assembly Context affects how rule targets are assigned: Title 24 Part 6 Section 116 – Mandatory Requirements For Fenestration Products And Exterior Doors are different for fenestration that os site built, manufactured or field fabricated.
AverageDryBulbTemperature | AvgDBTemp | decimal | F |  |  | Optional | [8 empty] | This is required for EnergyPlus Site:WaterMainsTemperature object
AverageElectricityCost | AvgElecCost | decimal | cents per kW h |  |  | Optional
AverageLivingUnitFloorArea | AvgLivingUnitFlrArea | decimal | ft2 | [11 empty] | This is floor area of a typical living unit served by the water heater. | 2013 NR ACM 5.9.1
AverageOtherFuelCost | AvgOtherFuelCost | decimal | dollar per unit |  |  | Optional
Azimuth | Az | decimal | deg arc |  |  | Required | [7 empty] | Required when Proj:GeometryInpType = 'Simplified', else NotInput; PVArray Azimuth is Defaulted | A measure of the orientation of a planar surface. The azimuth of any planar building surface element is measured in the plane upon which the building sits (the base plane). It is the angle, measured clockwise, between the true North vector and the outward pointing normal to the building surface element. The azimuth of a North-facing building surface is thus 0 degrees. Units: degrees Cardinal orientation of north, south, east and west can be derived from the Azimuth
BallastedRoof | BallastedRoof | boolean | none |  |  | Defaulted
BelowGradeStoryCount | BelowGrdStoryCnt | integer | none
BuildingAzimuth | BldgAz | decimal | deg arc |  |  | Required | [5 empty] | 0 | 360 |  | the angle between the model Y axis and True North, measured clockwise from the Y Axis in Degrees
BuildingBoardAndSiding | BuildingBoardAndSiding | enumerated list |  | Fiber cement board - 63 lb/ft3 - 1/3 in.; Fiber cement board - 88 lb/ft3 - 1/2 in.; Fiber cement board - 88 lb/ft3 - 1/3 in.; Fiberboard sheathing - 1/2 in.; Gypsum Board - 1/2 in.; Gypsum Board - 3/4 in.; Gypsum Board - 3/8 in.; Gypsum Board - 5/8 in.; HB Part. Brd - 3/4 in.; Hard Board - 3/4 in.; Hardboard - HDF - 50 lb/ft3 - 1/2 in.; Hardboard - HDF - 50 lb/ft3 - 3/4 in.; Hardboard - HDF - 50 lb/ft3 - 3/8in.; Hardboard - HDF - 50 lb/ft3 - 5/8in.; Metal Deck - 1/16 in.; Metal Siding - 1/16 in.; OSB - Oriented Strand Board - 1/2 in.; OSB - Oriented Strand Board - 3/4 in.; OSB - Oriented Strand Board - 5/8 in.; Plywood - 1 in.; Plywood - 1/2 in.; Plywood - 1/4 in.; Plywood - 3/4 in.; Plywood - 3/8 in.; Plywood - 5/8 in.; Shingles - Asbestos cement - lapped - 1/4 in.; Shingles - Asphalt roll siding - 1/4 in.; Shingles - Wood - 16 in. - 7 1/2 in. exposure - 1/2 in.; Shingles - Wood - plus insulated backer board Siding - 5/16 in.; Siding - Asphalt insulating siding - 1/2 in. bed - 1/2 in.; Siding - Wood - bevel - 10 in. - lapped - 3/4 in.; Wood shingles - 3/4 in.; Wood shingles - plain and plastic film faced - 3/4 in.
BuildingTerrain | BldgTerrain | enumerated list | none | City; Country; Ocean; Suburbs; Urban |  | Optional | [8 empty] | This describes the terrain in which the building is located and has an affect on design day and annual simulations.
BuildingUniqueID_CEC |  | string | none |  |  |  | No | [7 empty] | This token uniquely identifies a whole building, developed by the California Energy Commission.
BuiltUpRoof | BuiltUpRoof | boolean | none |  |  | Defaulted
CavityInsulation | CavityIns | decimal | h ft2 F per Btu |  |  | CondRequired | [9 empty] | 2012 JA4
CavityInsulationOption | CavityInsOpt | enumerated list | none | R-0; R-10; R-10 + R-13; R-11; R-13; R-13 + R-13; R-15; R-16; R-19; R-19 + R-13; R-20; R-21; R-22; R-23; R-24; R-25; R-26; R-29; R-30; R-32; R-35; R-36; R-38; R-5; R-6; R-6 + R-13 |  | CondRequired
CertificationMethod | CertificationMthd | enumerated list | none | COGEquations; DefaultPerformance; NFRCRated |  | Required
CertificationMethod | CertificationMthd | enumerated list | none | DefaultPerformance; NFRCRated |  | Required
ClimateZone | CliZn | enumerated list | none | ClimateZone1; ClimateZone10; ClimateZone11; ClimateZone12; ClimateZone13; ClimateZone14; ClimateZone15; ClimateZone16; ClimateZone2; ClimateZone3; ClimateZone4; ClimateZone5; ClimateZone6; ClimateZone7; ClimateZone8; ClimateZone9 |  | Required | [8 empty] | Defined geographic area that has a similar climate is defined as a climate zone. In the Title 24 Building Energy Standards covering the state of California there are sixteen different climate zones | 2013 T24: Climate zones are the 16 geographic areas of California for which the Commission has established typical weather data, prescriptive packages and energy budgets. Climate zone boundary descriptions are in the document "California Climate Zone Descriptions" (July 1995), incorporated herein by reference.
ClimateZoneCounty | CliZnCounty | enumerated list | none |  | ProjectCounty | Required | [8 empty] | The California county where the climate zone city is located | 2013 Appendix JA2 Reference Weather/Climate Data defines the city, zipcode county locations in the different climate zones.
ClimateZoneNumber | CliZnNum | integer | none | 10; 11; 12; 13; 14; 15; 16; 3; 4; 5; 6; 7; 8; 9 |  | Required | [8 empty] | Numeric representation of the climate zone used in table lookups
CodeCategory | CodeCat | enumerated list | none | Air; Bldg Board and Siding; Building Membrane; Composite; Concrete; Concrete Sandwich Panel; Curtain Walls; Finish Materials; ICF Wall; Insulation Batt; Insulation Board; Insulation Loose Fill; Insulation Spray Applied; Masonry Materials; Masonry Units Hollow; Masonry Units Solid; Masonry Units with Fill; Metal Insulated Panel Wall; Plastering Materials; Roofing; SIPS Floor; SIPS Roof; SIPS Wall; Spandrel Panels; Straw Bale Wall; Woods |  | Compulsory | [8 empty] | The name or code for a type of material used as a layer in construction assemblies. Used by the compliance software user interface to narrow list of material selections by category. | Joint Appendix 4 tables describe construction assemblies that are combinations of materials. It does not use the layer approach. 2013 NR ACM Material Type is used in Appendix of Default Construction Materials.
CodeItem | CodeItem | enumerated list | none | 1 Coat Stucco; 10 PSF Roof - 1 in.; 15 PSF Roof - 1 1/2 in.; 25 PSF Roof - 2 1/2 in.; 3 Coat Stucco; 5 PSF Roof - 1/2 in.; Acoustic Tile - 1/2 in.; Acoustic Tile - 3/4 in.; Acoustic Tile - 3/8 in.; Adobe; Aggregate - 45 lb/ft3 - 1/2 in.; Aggregate - 45 lb/ft3 - 5/8 in.; Aggregate - 45 lb/ft3 - on metal lath - 3/4 in.; Aggregate - Perlite - 1/2 in.; Aggregate - Perlite - 5/8 in.; Aggregate - Perlite - on metal lath - 3/4 in.; Air - Cavity - Wall Roof Ceiling - 4 in. or more; Air - Ceiling - 1 1/2 in.; Air - Ceiling - 1/2 in.; Air - Ceiling - 3 1/2 in.; Air - Ceiling - 3/4 in.; Air - Floor - 1 1/2 in.; Air - Floor - 1/2 in.; Air - Floor - 3 1/2 in.; Air - Floor - 3/4 in.; Air - Metal Wall Framing - 16 or 24 in. OC; Air - Roof - 1 1/2 in.; Air - Roof - 1/2 in.; Air - Roof - 3 1/2 in.; Air - Roof - 3/4 in.; Air - Wall - 1 1/2 in.; Air - Wall - 1/2 in.; Air - Wall - 3 1/2 in.; Air - Wall - 3/4 in.; Aluminum w/ Thrml Break - Double glass with no low e - No Ins.; Aluminum w/ Thrml Break - Double glass with no low e - R10 Ins.; Aluminum w/ Thrml Break - Double glass with no low e - R15 Ins.; Aluminum w/ Thrml Break - Double glass with no low e - R20 Ins.; Aluminum w/ Thrml Break - Double glass with no low e - R25 Ins.; Aluminum w/ Thrml Break - Double glass with no low e - R30 Ins.; Aluminum w/ Thrml Break - Double glass with no low e - R4 Ins.; Aluminum w/ Thrml Break - Double glass with no low e - R7 Ins.; Aluminum w/ Thrml Break - Single glass pane. stone. or metal pane - No Ins.; Aluminum w/ Thrml Break - Single glass pane. stone. or metal pane - R10 Ins.; Aluminum w/ Thrml Break - Single glass pane. stone. or metal pane - R15 Ins.; Aluminum w/ Thrml Break - Single glass pane. stone. or metal pane - R20 Ins.; Aluminum w/ Thrml Break - Single glass pane. stone. or metal pane - R25 Ins.; Aluminum w/ Thrml Break - Single glass pane. stone. or metal pane - R30 Ins.; Aluminum w/ Thrml Break - Single glass pane. stone. or metal pane - R4 Ins.; Aluminum w/ Thrml Break - Single glass pane. stone. or metal pane - R7 Ins.; Aluminum w/ Thrml Break - Triple or low e glass - No Ins.; Aluminum w/ Thrml Break - Triple or low e glass - R10 Ins.; Aluminum w/ Thrml Break - Triple or low e glass - R15 Ins.; Aluminum w/ Thrml Break - Triple or low e glass - R20 Ins.; Aluminum w/ Thrml Break - Triple or low e glass - R25 Ins.; Aluminum w/ Thrml Break - Triple or low e glass - R30 Ins.; Aluminum w/ Thrml Break - Triple or low e glass - R4 Ins.; Aluminum w/ Thrml Break - Triple or low e glass - R7 Ins.; Aluminum w/out Thrml Break - Single glass pane. stone. or metal pane - R25 Ins.; Aluminum w/out Thrml Break - Single glass pane. stone. or metal pane - R30 Ins.; Aluminum w/out Thrml Break - Single glass pane. stone. or metal pane - R4 Ins.; Aluminum w/out Thrml Break - Single glass pane. stone. or metal pane - R7 Ins.; Aluminum w/out Thrml Break - Triple or low e glass - No Ins.; Aluminum w/out Thrml Break - Triple or low e glass - R10 Ins.; Aluminum w/out Thrml Break - Triple or low e glass - R15 Ins.; Aluminum w/out Thrml Break - Triple or low e glass - R20 Ins.; Aluminum w/out Thrml Break - Triple or low e glass - R25 Ins.; Aluminum w/out Thrml Break - Triple or low e glass - R30 Ins.; Aluminum w/out Thrml Break - Triple or low e glass - R4 Ins.; Aluminum w/out Thrml Break - Triple or low e glass - R7 Ins.; Asbestos or cement shingles - 3/8 in.; Asphalt - bitumen with inert fill - 100 lb/ft3 - 3/4 in.; Asphalt - bitumen with inert fill - 144 lb/ft3 - 3/4 in.; Brick - 48 lb/ft3 - 3 5/8 in.; Brick - fired clay - 140 lb/ft3 - 3 5/8 in.; Building Paper - 1/16 in.; Built-up roofing - 3/8 in.; Carpet - 3/4 in.; Cellular polyisocyanurate (unfaced) - 1 1/2 in. R8.8; Cellular polyisocyanurate (unfaced) - 1 in. R5.9; Cellular polyisocyanurate (unfaced) - 1/2 in. R2.9; Cellular polyisocyanurate (unfaced) - 1/4 in. R1.5; Cellular polyisocyanurate (unfaced) - 1/8 in. R0.7; Cellular polyisocyanurate (unfaced) - 2 1/2 in. R15; Cellular polyisocyanurate (unfaced) - 2 in. R12; Cellular polyisocyanurate (unfaced) - 3 1/2 in. R21; Cellular polyisocyanurate (unfaced) - 3 in. R18; Cellular polyisocyanurate (unfaced) - 4 1/2 in. R26; Cellular polyisocyanurate (unfaced) - 4 in. R23; Cellular polyisocyanurate (unfaced) - 5 1/2 in. R32; Cellular polyisocyanurate (unfaced) - 5 in. R29; Cellular polyisocyanurate (unfaced) - 6 1/2 in. R38; Cellular polyisocyanurate (unfaced) - 6 in. R35; Clay - Part Grouted and Insulated - 130 lb/ft3 - 6 in.; Clay - Part Grouted and Insulated - 130 lb/ft3 - 8 in.; Clay - Part Grouted and Empty - 130 lb/ft3 - 6 in.; Clay - Part Grouted and Empty - 130 lb/ft3 - 8 in.; Clay - Solid Grout - 130 lb/ft3 - 6 in.; Clay - Solid Grout - 130 lb/ft3 - 8 in.; Clay Tile - Paver; Clay tile - 1/2 in.; Clay tile - hollow - 1 cell deep - 3 in.; Clay tile - hollow - 1 cell deep - 4 in.; Clay tile - hollow - 2 cells deep - 10 in.; Clay tile - hollow - 2 cells deep - 6 in.; Clay tile - hollow - 2 cells deep - 8 in.; Clay tile - hollow - 3 cells deep - 12 in.; Compliance Insulation R0.01; Compliance Insulation R0.02; Compliance Insulation R0.10; Compliance Insulation R0.20; Compliance Insulation R0.50; Compliance Insulation R1.00; Compliance Insulation R1.35; Compliance Insulation R1.41; Compliance Insulation R1.54; Compliance Insulation R10.00; Compliance Insulation R10.06; Compliance Insulation R11.00; Compliance Insulation R11.70; Compliance Insulation R12.00; Compliance Insulation R12.50; Compliance Insulation R12.55; Compliance Insulation R12.69; Compliance Insulation R13.00; Compliance Insulation R13.50; Compliance Insulation R13.99; Compliance Insulation R14.00; Compliance Insulation R14.14; Compliance Insulation R14.32; Compliance Insulation R14.60; Compliance Insulation R15.00; Compliance Insulation R15.54; Compliance Insulation R16.00; Compliance Insulation R16.20; Compliance Insulation R16.34; Compliance Insulation R16.58; Compliance Insulation R16.69; Compliance Insulation R17.00; Compliance Insulation R17.67; Compliance Insulation R18.00; Compliance Insulation R19.00; Compliance Insulation R19.63; Compliance Insulation R2.00; Compliance Insulation R2.15; Compliance Insulation R2.19; Compliance Insulation R2.85; Compliance Insulation R2.89; Compliance Insulation R20.00; Compliance Insulation R20.05; Compliance Insulation R21.00; Compliance Insulation R21.18; Compliance Insulation R21.39; Compliance Insulation R21.60; Compliance Insulation R22.00; Compliance Insulation R22.48; Compliance Insulation R23.00; Compliance Insulation R23.70; Compliance Insulation R24.00; Compliance Insulation R24.80; Compliance Insulation R24.86; Compliance Insulation R25.00; Compliance Insulation R25.16; Compliance Insulation R26.00; Compliance Insulation R27.00; Compliance Insulation R28.00; Compliance Insulation R28.12; Compliance Insulation R28.63; Compliance Insulation R29.00; Compliance Insulation R3.00; Compliance Insulation R3.63; Compliance Insulation R3.70; Compliance Insulation R3.80; Compliance Insulation R30.00; Compliance Insulation R31.00; Compliance Insulation R32.00; Compliance Insulation R33.00; Compliance Insulation R34.00; Compliance Insulation R34.93; Compliance Insulation R35.00; Compliance Insulation R36.00; Compliance Insulation R37.00; Compliance Insulation R38.00; Compliance Insulation R4.00; Compliance Insulation R4.50; Compliance Insulation R5.00; Compliance Insulation R5.60; Compliance Insulation R6.00; Compliance Insulation R6.32; Compliance Insulation R6.46; Compliance Insulation R7.00; Compliance Insulation R7.10; Compliance Insulation R7.18; Compliance Insulation R7.39; Compliance Insulation R7.50; Compliance Insulation R7.60; Compliance Insulation R8.00; Compliance Insulation R8.07; Compliance Insulation R9.00; Compliance Insulation R9.40; Compliance Insulation R9.80; Compliance Insulation R9.83; Compliance Insulation R9.94; Concrete - 100 lb/ft3 - 10 in.; Concrete - 100 lb/ft3 - 12 in.; Concrete - 100 lb/ft3 - 2 in.; Concrete - 100 lb/ft3 - 4 in.; Concrete - 100 lb/ft3 - 6 in.; Concrete - 100 lb/ft3 - 8 in.; Concrete - 140 lb/ft3 - 10 in.; Concrete - 140 lb/ft3 - 12 in.; Concrete - 140 lb/ft3 - 2 in.; Concrete - 140 lb/ft3 - 4 in.; Concrete - 140 lb/ft3 - 6 in.; Concrete - 140 lb/ft3 - 8 in.; Concrete - 80 lb/ft3 - 10 in.; Concrete - 80 lb/ft3 - 12 in.; Concrete - 80 lb/ft3 - 2 in.; Concrete - 80 lb/ft3 - 4 in.; Concrete - 80 lb/ft3 - 6 in.; Concrete - 80 lb/ft3 - 8 in.; Concrete - Part Grouted and Empty - 105 lb/ft3 - 10 in.; Concrete - Part Grouted and Empty - 105 lb/ft3 - 12 in.; Concrete - Part Grouted and Empty - 105 lb/ft3 - 6 in.; Concrete - Part Grouted and Empty - 105 lb/ft3 - 8 in.; Concrete - Part Grouted and Empty - 115 lb/ft3 - 10 in.; Concrete - Part Grouted and Empty - 115 lb/ft3 - 12 in.; Concrete - Part Grouted and Empty - 115 lb/ft3 - 6 in.; Concrete - Part Grouted and Empty - 115 lb/ft3 - 8 in.; Concrete - Part Grouted and Empty - 125 lb/ft3 - 10 in.; Concrete - Part Grouted and Empty - 125 lb/ft3 - 12 in.; Concrete - Part Grouted and Empty - 125 lb/ft3 - 6 in.; Concrete - Part Grouted and Empty - 125 lb/ft3 - 8 in.; Concrete - Part Grouted and Insulated - 105 lb/ft3 - 10 in.; Concrete - Part Grouted and Insulated - 105 lb/ft3 - 12 in.; Concrete - Part Grouted and Insulated - 105 lb/ft3 - 6 in.; Concrete - Part Grouted and Insulated - 105 lb/ft3 - 8 in.; Concrete - Part Grouted and Insulated - 115 lb/ft3 - 10 in.; Concrete - Part Grouted and Insulated - 115 lb/ft3 - 12 in.; Concrete - Part Grouted and Insulated - 115 lb/ft3 - 6 in.; Concrete - Part Grouted and Insulated - 115 lb/ft3 - 8 in.; Concrete - Part Grouted and Insulated - 125 lb/ft3 - 10 in.; Concrete - Part Grouted and Insulated - 125 lb/ft3 - 12 in.; Concrete - Part Grouted and Insulated - 125 lb/ft3 - 6 in.; Concrete - Part Grouted and Insulated - 125 lb/ft3 - 8 in.; Concrete - Solid Grout - 105 lb/ft3 - 10 in.; Concrete - Solid Grout - 105 lb/ft3 - 12 in.; Concrete - Solid Grout - 105 lb/ft3 - 6 in.; Concrete - Solid Grout - 105 lb/ft3 - 8 in.; Concrete - Solid Grout - 115 lb/ft3 - 10 in.; Concrete - Solid Grout - 115 lb/ft3 - 12 in.; Concrete - Solid Grout - 115 lb/ft3 - 6 in.; Concrete - Solid Grout - 115 lb/ft3 - 8 in.; Concrete - Solid Grout - 125 lb/ft3 - 10 in.; Concrete - Solid Grout - 125 lb/ft3 - 12 in.; Concrete - Solid Grout - 125 lb/ft3 - 6 in.; Concrete - Solid Grout - 125 lb/ft3 - 8 in.; Concrete Paver; Concrete Sandwich Panel - 100% Ins. Layer - No Steel in Ins. - Ins. 1 1/2 in.; Concrete Sandwich Panel - 100% Ins. Layer - No Steel in Ins. - Ins. 2 in.; Concrete Sandwich Panel - 100% Ins. Layer - No Steel in Ins. - Ins. 3 in.; Concrete Sandwich Panel - 100% Ins. Layer - No Steel in Ins. - Ins. 4 in.; Concrete Sandwich Panel - 100% Ins. Layer - No Steel in Ins. - Ins. 6 in.; Concrete Sandwich Panel - 100% Ins. Layer - Steel in Ins. - Ins. 1 1/2 in.; Concrete Sandwich Panel - 100% Ins. Layer - Steel in Ins. - Ins. 2 in.; Concrete Sandwich Panel - 100% Ins. Layer - Steel in Ins. - Ins. 3 in.; Concrete Sandwich Panel - 100% Ins. Layer - Steel in Ins. - Ins. 4 in.; Concrete Sandwich Panel - 100% Ins. Layer - Steel in Ins. - Ins. 6 in.; Concrete Sandwich Panel - 80% Ins. Layer - No Steel in Ins. - Ins. 1 1/2 in.; Concrete Sandwich Panel - 80% Ins. Layer - No Steel in Ins. - Ins. 2 in.; Concrete Sandwich Panel - 80% Ins. Layer - No Steel in Ins. - Ins. 3 in.; Concrete Sandwich Panel - 80% Ins. Layer - No Steel in Ins. - Ins. 4 in.; Concrete Sandwich Panel - 80% Ins. Layer - No Steel in Ins. - Ins. 6 in.; Concrete Sandwich Panel - 80% Ins. Layer - Steel in Ins. - Ins. 1 1/2 in.; Concrete Sandwich Panel - 80% Ins. Layer - Steel in Ins. - Ins. 2 in.; Concrete Sandwich Panel - 80% Ins. Layer - Steel in Ins. - Ins. 3 in.; Concrete Sandwich Panel - 80% Ins. Layer - Steel in Ins. - Ins. 4 in.; Concrete Sandwich Panel - 80% Ins. Layer - Steel in Ins. - Ins. 6 in.; Concrete Sandwich Panel - 90% Ins. Layer - No Steel in Ins. - Ins. 1 1/2 in.; Concrete Sandwich Panel - 90% Ins. Layer - No Steel in Ins. - Ins. 2 in.; Concrete Sandwich Panel - 90% Ins. Layer - No Steel in Ins. - Ins. 3 in.; Concrete Sandwich Panel - 90% Ins. Layer - No Steel in Ins. - Ins. 4 in.; Concrete Sandwich Panel - 90% Ins. Layer - No Steel in Ins. - Ins. 6 in.; Concrete Sandwich Panel - 90% Ins. Layer - Steel in Ins. - Ins. 1 1/2 in.; Concrete Sandwich Panel - 90% Ins. Layer - Steel in Ins. - Ins. 2 in.; Concrete Sandwich Panel - 90% Ins. Layer - Steel in Ins. - Ins. 3 in.; Concrete Sandwich Panel - 90% Ins. Layer - Steel in Ins. - Ins. 4 in.; Concrete Sandwich Panel - 90% Ins. Layer - Steel in Ins. - Ins. 6 in.; Concrete/Sand Aggregate - 6 in.; Continuous Ins. - Double glass with no low e coatings - No Ins.; Continuous Ins. - Double glass with no low e coatings - R10 Ins.; Continuous Ins. - Double glass with no low e coatings - R15 Ins.; Continuous Ins. - Double glass with no low e coatings - R20 Ins.; Continuous Ins. - Double glass with no low e coatings - R25 Ins.; Continuous Ins. - Double glass with no low e coatings - R30 Ins.; Continuous Ins. - Double glass with no low e coatings - R4 Ins.; Continuous Ins. - Double glass with no low e coatings - R7 Ins.; Continuous Ins. - Single glass pane. stone. or metal pane - No Ins.; Continuous Ins. - Single glass pane. stone. or metal pane - R10 Ins.; Continuous Ins. - Single glass pane. stone. or metal pane - R15 Ins.; Continuous Ins. - Single glass pane. stone. or metal pane - R20 Ins.; Continuous Ins. - Single glass pane. stone. or metal pane - R25 Ins.; Continuous Ins. - Single glass pane. stone. or metal pane - R30 Ins.; Continuous Ins. - Single glass pane. stone. or metal pane - R4 Ins.; Continuous Ins. - Single glass pane. stone. or metal pane - R7 Ins.; Continuous Ins. - Triple or low e glass - No Ins.; Continuous Ins. - Triple or low e glass - R10 Ins.; Continuous Ins. - Triple or low e glass - R15 Ins.; Continuous Ins. - Triple or low e glass - R20 Ins.; Continuous Ins. - Triple or low e glass - R25 Ins.; Continuous Ins. - Triple or low e glass - R30 Ins.; Continuous Ins. - Triple or low e glass - R4 Ins.; Continuous Ins. - Triple or low e glass - R7 Ins.; Expanded Polystyrene - EPS - 1 1/2 in. R6.3; Expanded Polystyrene - EPS - 1 1/4 in. R5.2; Expanded Polystyrene - EPS - 1 15/16 in. R8.1; Expanded Polystyrene - EPS - 1 3/4 in. R7.3; Expanded Polystyrene - EPS - 1 7/8 in. R8.0; Expanded Polystyrene - EPS - 1 in. R4.2; Expanded Polystyrene - EPS - 1/2 in. R2.1; Expanded Polystyrene - EPS - 1/4 in. R1; Expanded Polystyrene - EPS - 2 2/5 in. R10; Expanded Polystyrene - EPS - 2 7/16 in. R10; Expanded Polystyrene - EPS - 2 in. R8.3; Expanded Polystyrene - EPS - 3 1/2 in. R15; Expanded Polystyrene - EPS - 3 1/3 in. R14; Expanded Polystyrene - EPS - 3 2/5 in. R14; Expanded Polystyrene - EPS - 3 in. R13; Expanded Polystyrene - EPS - 3/4 in. R3.1; Expanded Polystyrene - EPS - 4 1/16 in. R17; Expanded Polystyrene - EPS - 4 7/10 in. R20; Expanded Polystyrene - EPS - 5 19/20 in. R25; Expanded Polystyrene - EPS - 5 2/5 in. R22; Expanded Polystyrene - EPS - 6 1/10 in. R25; Expanded Polystyrene - EPS - 6 7/8 in. R29; Expanded Polystyrene - EPS - 8 3/5 in. R35; Expanded Polyurethane - 1 1/4 in. R7.8; Expanded Polyurethane - 1 in. R6.3; Expanded Polyurethane - 1/2 in. R3.1; Expanded Polyurethane - 2 in. R12.6; Expanded Polyurethane - 3/4 in. R4.7; Expanded perlite - organic bonded - 1 1/2 in. R4.2; Expanded perlite - organic bonded - 1 in. R2.8; Expanded perlite - organic bonded - 2 in. R5.6; Expanded perlite - organic bonded - 3 in. R8.3; Expanded perlite - organic bonded - 3/4 in. R2.1; Expanded perlite - organic bonded - 4 in. R11; Expanded perlite - organic bonded - 6 in. R17; Extruded Polystyrene - XPS - 1 3/4 in. R8.75; Extruded Polystyrene - XPS - 1 78 in. R9.37; Extruded Polystyrene - XPS - 6 in. R30.00; Extruded Polystyrene - XPS - 8 in. R40.00; Extruded Polystyrene - XPS - 1 1/2 in. R7.50; Extruded Polystyrene - XPS - 1 1/4 in. R6.25; Extruded Polystyrene - XPS - 1 in. R5.00; Extruded Polystyrene - XPS - 1/2 in. R2.50; Extruded Polystyrene - XPS - 1/4 in. R1.25; Extruded Polystyrene - XPS - 2 1/2 in. R12.50; Extruded Polystyrene - XPS - 2 in. R10.00; Extruded Polystyrene - XPS - 3 1/2 in. R17.50; Extruded Polystyrene - XPS - 3 in. R15.00; Extruded Polystyrene - XPS - 3/4 in. R3.75; Extruded Polystyrene - XPS - 4 1/2 in. R22.50; Extruded Polystyrene - XPS - 4 in. R20.00; Extruded Polystyrene - XPS - 5 1/2 in. R27.50; Extruded Polystyrene - XPS - 5 in. R25.00; Extruded Polystyrene - XPS - 6 1/2 in. R32.50; Extruded Polystyrene - XPS - 8 1/2 in. R42.50; Fiber cement board - 63 lb/ft3 - 1/3 in.; Fiber cement board - 88 lb/ft3 - 1/2 in.; Fiber cement board - 88 lb/ft3 - 1/3 in.; Fiberboard sheathing - 1/2 in.; Glass fiber batt - 10 in. R30 (CEC Default); Glass fiber batt - 12 in. R38 (CEC Default); Glass fiber batt - 3 1/2 in. R11 (CEC Default); Glass fiber batt - 3 1/2 in. R13 (CEC Default); Glass fiber batt - 3 1/2 in. R15 (CEC Default); Glass fiber batt - 4 1/2 in.; Glass fiber batt - 4 in.; Glass fiber batt - 5 1/2 in. R19 (CEC Default); Glass fiber batt - 5 1/2 in. R21 (CEC Default); Glass fiber batt - 5 in.; Glass fiber batt - 6 1/2 in.; Glass fiber batt - 6 in.; Glass fiber batt - 7 1/4 in. R25 (CEC Default); Glass fiber batt - 7 1/4 in. R30 (CEC Default); Glass fiber batt - 8 1/4 in. R30C (CEC Default); Gypsum Board - 1/2 in.; Gypsum Board - 3/4 in.; Gypsum Board - 3/8 in.; Gypsum Board - 5/8 in.; Gypsum partition block - 3 cells - 4 in. x 12 in. x 30 in. - 4 in.; Gypsum partition block - 4 cells - 3 in. x 12 in. x 30 in. - 3 in.; Gypsum plaster - 80 lb/ft3 - 1/2 in.; Gypsum plaster - 80 lb/ft3 - 5/8 in.; Gypsum plaster - on metal lath 70 lb/ft3 - 3/4 in.; Gypsum plaster - on metal lath 80 lb/ft3 - 3/4 in.; HB Part. Brd - 3/4 in.; Hard Board - 3/4 in.; Hardboard - HDF - 50 lb/ft3 - 1/2 in.; Hardboard - HDF - 50 lb/ft3 - 3/4 in.; Hardboard - HDF - 50 lb/ft3 - 3/8in.; Hardboard - HDF - 50 lb/ft3 - 5/8in.; Hardwood - 1 in.; Hardwood - 1/2 in.; Hardwood - 3/4 in.; Insulating Concrete Forms - 1 1/2 in. Polyurethane Ins. each side - concrete 6 in.; Insulating Concrete Forms - 1 1/2 in. Polyurethane Ins. each side - concrete 8 in.; Insulating Concrete Forms - 2 1/2 in. EPS Ins. each side - concrete 6 in.; Insulating Concrete Forms - 2 1/2 in. EPS Ins. each side - concrete 8 in.; Insulating Concrete Forms - 2 in. EPS Ins. each side - concrete 6 in.; Insulating Concrete Forms - 2 in. EPS Ins. each side - concrete 8 in.; Insulating Concrete Forms - 2 in. Polyurethane Ins. each side - concrete 6 in.; Insulating Concrete Forms - 2 in. Polyurethane Ins. each side - concrete 8 in.; Insulating Concrete Forms - 2 in. XPS Ins. each side - concrete 6 in.; Insulating Concrete Forms - 2 in. XPS Ins. each side - concrete 8 in.; Insulating Concrete Forms - 3 in. EPS Ins. each side - concrete 6 in.; Insulating Concrete Forms - 3 in. EPS Ins. each side - concrete 8 in.; Insulating Concrete Forms - 3 in. XPS Ins. each side - concrete 6 in.; Insulating Concrete Forms - 3 in. XPS Ins. each side - concrete 8 in.; Insulating Concrete Forms - 4 1/2 in. Polyurethane Ins. each side - concrete 6 in.; Insulating Concrete Forms - 4 1/2 in. Polyurethane Ins. each side - concrete 8 in.; Insulating Concrete Forms - 4 in. EPS Ins. each side - concrete 6 in.; Insulating Concrete Forms - 4 in. EPS Ins. each side - concrete 8 in.; Insulating Concrete Forms - 4 in. XPS Ins. each side - concrete 6 in.; Insulating Concrete Forms - 4 in. XPS Ins. each side - concrete 8 in.; Light Roof - 2/5 in.; Linoleum/cork tile - 1/4 in.; Loose fill - Mineral fiber - 2 lb/ft3 - 13 3/4 in.; Loose fill - Mineral fiber - 2 lb/ft3 - 4 in.; Loose fill - Mineral fiber - 2 lb/ft3 - 6 1/2 in.; Loose fill - Mineral fiber - 2 lb/ft3 - 7 1/2 in.; Loose fill - Mineral fiber - 2 lb/ft3 - 8 1/4 in.; Loose fill - Mineral fiber - closed sidewalls - 3 1/2 in.; Mastic asphalt (heavy - 20% grit) - 1 in.; Metal Deck - 1/16 in.; Metal Insulated Panels - 2 1/2 in.; Metal Insulated Panels - 2 in.; Metal Insulated Panels - 3 in.; Metal Insulated Panels - 4 in.; Metal Insulated Panels - 5 in.; Metal Insulated Panels - 6 in.; Metal Siding - 1/16 in.; Metal Standing Seam - 1/16 in.; Mortar - Cement - 1 3/4 in.; Mortar - Cement - 1 in.; OSB - Oriented Strand Board - 1/2 in.; OSB - Oriented Strand Board - 3/4 in.; OSB - Oriented Strand Board - 5/8 in.; Perlite board - 1 1/2 in. R3.8; Perlite board - 1 in. R2.5; Perlite board - 2 in. R5.0; Perlite board - 3/4 in. R1.9; Perlite plaster - 25 lb/ft3 - 1/2 in.; Perlite plaster - 38 lb/ft3 - 1/2 in.; Plaster/Sand Aggregate - 1 in.; Plywood - 1 1/2 in.; Plywood - 1 1/4 in.; Plywood - 1 in.; Plywood - 1/2 in.; Plywood - 1/4 in.; Plywood - 3/4 in.; Plywood - 3/8 in.; Plywood - 5/8 in.; Pulpboard or paper plaster - 1/2 in.; R-24 Batt Wall - 8 in. R24; Rammed Earth; Roof Gravel - 1 in.; Roof Gravel - 1/2 in.; Roofing Felt - 15 pound; Roofing Felt - 30 pound; Roofing felt - 1/8 in.; Rubber Tile - 1 in.; SIPS - Crawl Space - R22 - Double 2x Spline - 6 1/2 in.; SIPS - Crawl Space - R22 - I Joist Spline - 6 1/2 in.; SIPS - Crawl Space - R22 - Single 2x Spline - 6 1/2 in.; SIPS - Crawl Space - R28 - Double 2x Spline - 8 1/4 in.; SIPS - Crawl Space - R28 - I Joist Spline - 8 1/4 in.; SIPS - Crawl Space - R28 - Single 2x Spline - 8 1/4 in.; SIPS - Crawl Space - R33 - Double 2x Spline - 6 1/2 in.; SIPS - Crawl Space - R33 - I Joist Spline - 6 1/2 in.; SIPS - Crawl Space - R33 - Single 2x Spline - 6 1/2 in.; SIPS - Crawl Space - R36 - Double 2x Spline - 10 1/4 in.; SIPS - Crawl Space - R36 - I Joist Spline - 10 1/4 in.; SIPS - Crawl Space - R36 - Single 2x Spline - 10 1/4 in.; SIPS - No Crawl Space - R22 - Double 2x Spline - 6 1/2 in.; SIPS - No Crawl Space - R22 - I Joist Spline - 6 1/2 in.; SIPS - No Crawl Space - R22 - Single 2x Spline - 6 1/2 in.; SIPS - No Crawl Space - R28 - Double 2x Spline - 8 1/4 in.; SIPS - No Crawl Space - R28 - I Joist Spline - 8 1/4 in.; SIPS - No Crawl Space - R28 - Single 2x Spline - 8 1/4 in.; SIPS - No Crawl Space - R33 - Double 2x Spline - 6 1/2 in.; SIPS - No Crawl Space - R33 - I Joist Spline - 6 1/2 in.; SIPS - No Crawl Space - R33 - Single 2x Spline - 6 1/2 in.; SIPS - No Crawl Space - R36 - Double 2x Spline - 10 1/4 in.; SIPS - No Crawl Space - R36 - I Joist Spline - 10 1/4 in.; SIPS - No Crawl Space - R36 - Single 2x Spline - 10 1/4 in.; SIPS - R14 - Double 2x Spline - 4 1/2 in.; SIPS - R14 - I joist Spline - 4 1/2 in.; SIPS - R14 - Metal Spline - 48 in.; SIPS - R14 - OSB Spline - 4 1/2 in.; SIPS - R14 - Single 2x Spline - 4 1/2 in.; SIPS - R18 - Double 2x Spline - 4 1/2 in.; SIPS - R18 - I joist Spline - 4 1/2 in.; SIPS - R18 - OSB Spline - 4 1/2 in.; SIPS - R18 - Single 2x Spline - 4 1/2 in.; SIPS - R22 - Double 2x Spline - 6 1/2 in.; SIPS - R22 - I joist Spline - 6 1/2 in.; SIPS - R22 - Metal Spline - 48 in.; SIPS - R22 - OSB Spline - 6 1/2 in.; SIPS - R22 - Single 2x Spline - 6 1/2 in.; SIPS - R28 - Double 2x Spline - 8 1/2 in.; SIPS - R28 - Double 2x Spline - 8 1/4 in.; SIPS - R28 - I joist Spline - 8 1/2 in.; SIPS - R28 - I joist Spline - 8 1/4 in.; SIPS - R28 - Metal Spline - 48 in.; SIPS - R28 - OSB Spline - 8 1/2 in.; SIPS - R28 - OSB Spline - 8 1/4 in.; SIPS - R28 - Single 2x Spline - 8 1/2 in.; SIPS - R28 - Single 2x Spline - 8 1/4 in.; SIPS - R33 - Double 2x Spline - 6 1/2 in.; SIPS - R33 - I joist Spline - 6 1/2 in.; SIPS - R33 - OSB Spline - 6 1/2 in.; SIPS - R33 - Single 2x Spline - 6 1/2 in.; SIPS - R36 - Double 2x Spline - 10 1/4 in.; SIPS - R36 - I joist Spline - 10 1/4 in.; SIPS - R36 - Metal Spline - 48 in.; SIPS - R36 - OSB Spline - 10 1/4 in.; SIPS - R36 - Single 2x Spline - 10 1/4 in.; SIPS - R44 - Double 2x Spline - 12 1/4 in.; SIPS - R44 - I joist Spline - 12 1/4 in.; SIPS - R44 - OSB Spline - 12 1/4 in.; SIPS - R44 - Single 2x Spline - 12 1/4 in.; SIPS - R55 - Double 2x Spline - 10 1/4 in.; SIPS - R55 - I joist Spline - 10 1/4 in.; SIPS - R55 - OSB Spline - 10 1/4 in.; SIPS - R55 - Single 2x Spline - 10 1/4 in.; SIPS Floor; Sand aggregate - 1/2 in.; Sand aggregate - 3/4 in.; Sand aggregate - 3/8 in.; Sand aggregate - 5/8 in.; Sand aggregate on metal lath - 3/4 in.; Shingles - Asbestos cement - lapped - 1/4 in.; Shingles - Asphalt roll siding - 1/4 in.; Shingles - Wood - 16 in. - 7 1/2 in. exposure - 1/2 in.; Shingles - Wood - plus insulated backer board Siding - 5/16 in.; Siding - Asphalt insulating siding - 1/2 in. bed - 1/2 in.; Siding - Wood - bevel - 10 in. - lapped - 3/4 in.; Single Ply Roofing - 1/4 in.; Slate - 1/2 in.; Slate or tile - 1/2 in.; Softwood - 1 in.; Softwood - 1.5 in.; Softwood - 1/2 in.; Softwood - 2 in.; Softwood - 4 in.; Soil; Spray applied - Cellulosic fiber - 4.6 lb/ft3 - 3 1/2 in.; Spray applied - Cellulosic fiber - 4.6 lb/ft3 - 4 1/2 in.; Spray applied - Cellulosic fiber - 4.6 lb/ft3 - 4 in.; Spray applied - Cellulosic fiber - 4.6 lb/ft3 - 5 1/2 in.; Spray applied - Cellulosic fiber - 4.6 lb/ft3 - 5 in.; Spray applied - Cellulosic fiber - 4.6 lb/ft3 - 6 1/2 in.; Spray applied - Cellulosic fiber - 4.6 lb/ft3 - 6 in.; Spray applied - Glass fiber - 3.9 lb/ft3 - 3 1/2 in.; Spray applied - Glass fiber - 3.9 lb/ft3 - 4 1/2 in.; Spray applied - Glass fiber - 3.9 lb/ft3 - 4 in.; Spray applied - Glass fiber - 3.9 lb/ft3 - 5 1/2 in.; Spray applied - Glass fiber - 3.9 lb/ft3 - 5 in.; Spray applied - Glass fiber - 3.9 lb/ft3 - 6 1/2 in.; Spray applied - Glass fiber - 3.9 lb/ft3 - 6 in.; Spray applied - Polyurethane foam - 0.5 lb/ft3 - 3 1/2 in.; Spray applied - Polyurethane foam - 0.5 lb/ft3 - 4 1/2 in.; Spray applied - Polyurethane foam - 0.5 lb/ft3 - 4 in.; Spray applied - Polyurethane foam - 0.5 lb/ft3 - 5 1/2 in.; Spray applied - Polyurethane foam - 0.5 lb/ft3 - 5 in.; Spray applied - Polyurethane foam - 0.5 lb/ft3 - 6 1/2 in.; Spray applied - Polyurethane foam - 0.5 lb/ft3 - 6 in.; Spray applied - Polyurethane foam - 3.0 lb/ft3 - 3 1/2 in.; Spray applied - Polyurethane foam - 3.0 lb/ft3 - 4 1/2 in.; Spray applied - Polyurethane foam - 3.0 lb/ft3 - 4 in.; Spray applied - Polyurethane foam - 3.0 lb/ft3 - 5 1/2 in.; Spray applied - Polyurethane foam - 3.0 lb/ft3 - 5 in.; Spray applied - Polyurethane foam - 3.0 lb/ft3 - 6 1/2 in.; Spray applied - Polyurethane foam - 3.0 lb/ft3 - 6 in.; Stone - 1 in.; Straw Bale - Int and Ext Stucco - 18 in.; Structural Glazing - Double glass with no low e coatings - No Ins.; Structural Glazing - Double glass with no low e coatings - R10 Ins.; Structural Glazing - Double glass with no low e coatings - R15 Ins.; Structural Glazing - Double glass with no low e coatings - R20 Ins.; Structural Glazing - Double glass with no low e coatings - R25 Ins.; Structural Glazing - Double glass with no low e coatings - R30 Ins.; Structural Glazing - Double glass with no low e coatings - R4 Ins.; Structural Glazing - Double glass with no low e coatings - R7 Ins.; Structural Glazing - Single glass pane. stone. or metal pane - No Ins.; Structural Glazing - Single glass pane. stone. or metal pane - R10 Ins.; Structural Glazing - Single glass pane. stone. or metal pane - R15 Ins.; Structural Glazing - Single glass pane. stone. or metal pane - R20 Ins.; Structural Glazing - Single glass pane. stone. or metal pane - R25 Ins.; Structural Glazing - Single glass pane. stone. or metal pane - R30 Ins.; Structural Glazing - Single glass pane. stone. or metal pane - R4 Ins.; Structural Glazing - Single glass pane. stone. or metal pane - R7 Ins.; Structural Glazing - Triple or low e glass - No Ins.; Structural Glazing - Triple or low e glass - R10 Ins.; Structural Glazing - Triple or low e glass - R15 Ins.; Structural Glazing - Triple or low e glass - R20 Ins.; Structural Glazing - Triple or low e glass - R25 Ins.; Structural Glazing - Triple or low e glass - R30 Ins.; Structural Glazing - Triple or low e glass - R4 Ins.; Structural Glazing - Triple or low e glass - R7 Ins.; Stucco - 3/8 in.; Stucco - 7/8 in.; Synthetic Stucco - EIFS finish - 1 in.; Terrazzo - 1 in.; Tile Gap - 3/4 in.; Vapor permeable felt - 1/8 in.; Vapor seal - 2 layers of mopped 15 lb felt - 1/4 in.; Vapor seal - plastic film - 1/16 in.; Vented Crawl Space; Vermiculite aggregate - 45 lb/ft3 - 1/2 in.; Wood shingles - 3/4 in.; Wood shingles - plain and plastic film faced - 3/4 in.; Wood siding - 1/2 in. |  | Compulsory
CodeOtherMinimumVentilationFlow | CodeOtherMinVentFlow | decimal | ft3 per min |  |  | Defaulted | No
CoilCoolingCapacity | CoilClgCap | decimal | Btu per h |  |  | Defaulted | [5 empty] | 0
CoilCoolingCapacityHydronic | CoilClgCapHydronic | decimal | Btu per h |  |  | Defaulted | No
CoilHeatingCapacity | CoilHtgCap | decimal | Btu per h |  |  | Defaulted | [5 empty] | 0
CoilHeatingCapacityHydronic | CoilHtgCapHydronic | decimal | Btu per h |  |  | Defaulted | No
CoincidentWetBulb | CoinWB | decimal | F |  |  | Required | [8 empty] | The wet bulb termperature occuring coincident with a specific dry bulb temperature | 2013 Appendix JA2 Reference Weather/Climate Data has the mean coincident wet bulb termperature for every dry bulb measurement used for cooling calulations
CommercialRefrigerationLatentFraction | CommRfrgLatFrac | decimal | none |  |  | Defaulted
CommercialRefrigerationLostFraction | CommRfrgLostFrac | decimal | none |  |  | Defaulted | [7 empty] | Compliance Use value assigned is for the Space object. When this property is assigned to SpaceFunctionDefaults object, its Compliance Use value is Optional
CommercialRefrigerationRadiationFraction | CommRfrgRadFrac | decimal | none |  |  | Defaulted | [7 empty] | Compliance Use value assigned is for the Space object. When this property is assigned to SpaceFunctionDefaults object, its Compliance Use value is Optional
CommercialRefrigerationRemoteCondenserFraction | CommRfrgRemCndsrFrac | decimal | none |  |  | Optional
CompatibleSurfaceType | CompatibleSurfType | enumerated list | none | Ceiling; ExteriorFloor; ExteriorWall; InteriorFloor; InteriorWall; Roof; UndergroundFloor; UndergroundWall |  | Required | [8 empty] | Identifies the valid surface object type that the ConstructionAssembly can be assigned to. | None. Used to QC valid object assignments in UI/compliance ruleset.
ConditioningType | CondgType | enumerated list | none | DirectlyConditioned; IndirectlyConditioned; Plenum; Unconditioned |  | Required | [8 empty] | One of a list of categories which characterize the type of conditioning for a space. | There are definitions for the following types of space conditioning in the Standards: Conditioned Space, DirectlyConditioned Space, IndirectlyProcess SpaceRefrigerated SpaceUnconditioned Space Plenum in T24 is handled as conditioned space. Ref: NR ACM 2.3.1.1 Directly Conditioned Space Return Air Plenums 2013 NR ACM This maps to Thermal Block Type an attribute of building descriptor, Thermal Block which has the value of directly conditioned, indirectly conditioned, unconditioned or plenum. 90.1 2007 Sec 3.2 Definitions; Table 5.5.1-8
ConstructAssemblyReference | ConsAssmRef | reference | none |  |  | Required |  | ConsAssm
ConstructionAssemblyNotes | ConsAssmNotes | string | none |  |  | CondRequired
ControlSystemType | CtrlSysType | enumerated list | none | DDCToZoneLevel; NoControlSystem; OtherControlSystem | [10 empty] | This defines what type of control system is used in the building to control energy use. | 2013 NR ACM 5.6.1
Coordinate | Coord | decimal | ft |  |  | Required | Yes |  |  | 3 | 3 |  |  |  | The x, y or z length measured from an origin.
CRRCAgedEmittance | CRRCAgedEmit | decimal | none |  |  | CondRequired | [5 empty] | 0 | 1 |  | The CRRC rated 3-year aged thermal emittance of a roofing material. | NACM-5.5.1, Reflectance
CRRCAgedReflectance | CRRCAgedRefl | decimal | none |  |  | CondRequired | [5 empty] | 0 | 1 |  | The CRRC rated 3-year aged solar reflectance of a roofing material. | NACM-5.5.1, Reflectance
CRRCAgedSRI | CRRCAgedSRI | integer | none |  |  | CondRequired | [8 empty] | The CRRC rated 3-year aged Solar Reflective Index (SRI) of a roofing material.The SRIis a measure defined by the Lawrence Berkeley National Laboratory as the roof's ability to reject solar heat, as shown by a small temperature rise. | 2013 T24 Part 6, 110.8(i)3
CRRCInitialEmittance | CRRCInitialEmit | decimal | none |  |  | CondRequired | [5 empty] | 0 | 1 |  | The CRRC rated initial thermal emittance of a roofing material. | NACM-5.5.1, Reflectance
CRRCInitialReflectance | CRRCInitialRefl | decimal | none |  |  | CondRequired | [5 empty] | 0 | 1 |  | The CRRC rated initial solar reflectance of a roofing material. | NACM-5.5.1, Reflectance
CRRCInitialSRI | CRRCInitialSRI | integer | none |  |  | CondRequired | [8 empty] | The CRRC rated initial Solar Reflective Index (SRI) of a roofing material.The SRIis a measure defined by the Lawrence Berkeley National Laboratory as the roof's ability to reject solar heat, as shown by a small temperature rise. | 2013 T24 Part 6, 110.8(i)3
CRRCProductID | CRRCProdID | string | none |  |  | CondRequired | [8 empty] | The CRRC product identification number for the roofing product
CRRCSolarReflectanceIndex | CRRCSRI | decimal | none |  |  | Optional
CurtainWalls | CurtainWalls |  |  |  | SpandrelPanels
Day | Day | integer | none |  |  | Optional | [8 empty] | Interger value represents the day of the month and therefore is in the range of 1-31, with limits on the high end depending on the value for the Month property
DaylightingControlType | DayltgCtrlType | enumerated list | none | Continuous; ContinuousPlusOff; None; SteppedSwitching |  | Defaulted | [8 empty] | The type of control that is used to control the electric lighting in response to daylight available at the reference point. | 2013 NR ACM
DaylitAreaType | DaylitAreaType | enumerated list | none | PrimarySidelit; SecondarySidelit; SkylitDaylit |  | Defaulted | [8 empty] | Defines whether the daylighting control area is under a skylight or next to a window or some distance from a window | 2013 NR ACM 5.4.5
DayOfWeek | DayOfWeek | enumerated list | none | Friday; Monday; Saturday; Sunday; Thursday; Tuesday; Wednesday |  | Optional
DefaultDaylightingControls | DefaultDayltgCtrls | boolean | none |  |  | Optional
DesignDayWeatherFile | DDWeatherFile | string | none |  |  | Required | [8 empty] | Name of file containing design day information
DesignDryBulb | DsgnDB | decimal | F |  |  | Required | [8 empty] | The design dry bulb temperature is the used for equipment sizing calculations | 2013 T24 Section 140.4 and Joint Appendix 2
DesignDryBulbRange | DsgnDBRng | decimal | F |  |  | Required | [9 empty] | 2013 NR ACM section 5.2.3 Geographic and Climate Data Design Day Data
DesignInfiltrationRate | DsgnInfRt | decimal | ft3 per min ft2 |  |  | Defaulted | Yes |  |  | 0 | 4 |  |  | Compliance Use value assigned is for the Space object. When this property is assigned to SpaceFunctionDefaults object, its Compliance Use value is Optional | Design infiltration airflow | 2013 NR ACM 5.4
Diffusing | Diffusing | boolean | none |  |  | Optional
DisableDaylightingControls | DisableDayltgCtrls | boolean | none |  |  | Optional
DisplayPerimeter | DisplayPerim | decimal | ft |  |  | Optional | [8 empty] | The length of an exterior wall in a building of CBC Occupancy Group B; F Div1, or M, that immediately abuts a public sidewalk, measured at the sidewalk level for each story that abuts a public sidewalk. It can be derived using the CBC Occupancy type and the Width dimension of the Exterior Wall. | T24 definition: DISPLAY PERIMETER is the length of an exterior wall in a building of CBC Occupancy Group B; F Div1, or M, that immediately abuts a public sidewalk, measured at the sidewalk level for each story that abuts a public sidewalk.
DoorAutomaticCloser | DrAutoCloser | boolean | none |  |  | Defaulted | No
DoorConstructionReference | DrConsRef | reference | none |  |  | Optional |  | DrCons
DwellingUnitTypeArea | DwellingUnitTypeArea | decimal | ft2 |  |  | CondRequired | Yes |  |  | 0 | 6
DwellingUnitTypeCount | DwellingUnitTypeCnt | integer | none |  |  | CondRequired | Yes |  |  | 0 | 6
DynamicGlazing | DynamicGlz | boolean | none |  |  | Required
Elevation | Elevation | decimal | ft |  |  | Required | [5 empty] | -300 | 8899 |  | The height of a land surface above sea level | Joint Appendix 2 defines climate data and includes latitude, longitude and elevation for the selected representative city in each of the 16 climate zones.
ElevatorCount | ElevCnt | integer | none |  |  | Optional | [8 empty] | The number of elevators. | 2013 NR ACM
ElevatorLatentFraction | ElevLatFrac | decimal | none |  |  | Optional | [9 empty] | 2013 NR ACM
ElevatorLostFraction | ElevLostFrac | decimal | none |  |  | Optional | [9 empty] | 2013 NR ACM
ElevatorPower | ElevPwr | decimal | W |  |  | Optional | [7 empty] | NOTE that this is the power per elevator rather than the total elevator power in a space. | The power for each elevator in the associated elevator count | 2013 NR ACM
ElevatorRadiationFraction | ElevRadFrac | decimal | none |  |  | Optional | [9 empty] | 2013 NR ACM
ElevatorScheduleReference | ElevSchRef | reference | none |  |  | Defaulted |  | Sch | [5 empty] | Compliance Use value assigned is for the Space object. When this property is assigned to SpaceFunctionDefaults object, its Compliance Use value is Optional
EnableWindowShades | EnableWinShades | boolean | none |  |  | Defaulted
EnclosedSpace | EnclosedSpc | boolean | none |  |  | Optional | [9 empty] | CF2R-MCH32H
EndDay | EndDay | integer | none |  |  | Required | Yes |  |  | 53 | 53 |  |  |  | The day of the month, that the Schedule week ends on
EndMonth | EndMonth | integer | none |  |  | Required | Yes |  |  | 53 | 53 |  |  |  | The month of the year that the Schedule week ends on
EnvelopeStatus | EnvStatus | enumerated list | none | Altered; Existing; New |  | Defaulted | [9 empty] | 2013 NR ACM
EscalatorCount | EscalCnt | integer |  |  |  | Optional | [8 empty] | The number of escalators. | 2013 NR ACM
EscalatorLatentFraction | EscalLatFrac | decimal | none |  |  | Optional | [9 empty] | 2013 NR ACM
EscalatorLostFraction | EscalLostFrac | decimal | none |  |  | Optional | [9 empty] | 2013 NR ACM
EscalatorPower | EscalPwr | decimal | W |  |  | Optional | [7 empty] | NOTE that this is the power per escalator rather than the total escalator power in a space. | The power for each escalator in the associated escalator count for a space. | 2013 NR ACM
EscalatorRadiationFraction | EscalRadFrac | decimal | none |  |  | Optional | [9 empty] | 2013 NR ACM
EscalatorScheduleReference | EscalSchRef | reference | none |  |  | Defaulted |  | Sch | [5 empty] | Compliance Use value assigned is for the Space object. When this property is assigned to SpaceFunctionDefaults object, its Compliance Use value is Optional
ExhaustAirChangesPerHour | ExhACH | decimal | ACH |  |  | Optional | [7 empty] | Compliance Use shown here is for Space. When this property is used in SpaceFunctionDefaults, Compliance Use is Defaulted.
ExhaustContinuousPerFixture | ExhContPerFixture | decimal | ft3 per min |  |  | Optional | No
ExhaustFlow | ExhFlow | decimal | ft3 per min |  |  | Defaulted | No
ExhaustNumberFixtures | ExhNumFixtures | integer | none |  |  | Optional | No
ExhaustPerArea | ExhPerArea | decimal | ft3 per min ft2 |  |  | Optional | [7 empty] | Compliance Use shown here is for Space. When this property is used in SpaceFunctionDefaults, Compliance Use is Defaulted.
ExhaustPerSpace | ExhPerSpc | decimal | ft3 per min |  |  | Optional
ExteriorSolarAbsorptance | ExtSolAbs | decimal | none |  |  | Optional | [8 empty] | Represents the fraction of incident solar radiation that is absorbed by the outward facing surface of the overall ConstructionAssembly, with respect to the Space that the surface is assigned to. For roof, calculated from CRRCAgedReflectance. For other surfaces, The value is defaulted based on specification of OutsideFinish or OutsideColor, or the following values if those properties are not defined: ExtWall/IntWall: 0.7 Ceilings: 0.7 ExtFlr/IntFlr: 0.7
ExteriorSolarAbsorptance | ExtSolAbs | decimal | none |  |  | Required | [8 empty] | Represents the fraction of incident solar radiation that is absorbed by the outward facing surface of the overall ConstructionAssembly, with respect to the Space that the surface is assigned to. For roof, calculated from CRRCAgedReflectance. For other surfaces, The value is defaulted based on specification of OutsideFinish or OutsideColor, or the following values if those properties are not defined: ExtWall/IntWall: 0.7 Ceilings: 0.7 ExtFlr/IntFlr: 0.7
ExteriorThermalAbsorptance | ExtThrmlAbs | decimal | none |  |  | Optional | [8 empty] | Represents the fraction of incident long wavelength radiation that is absorbed by the outward facing surface of the overall ConstructionAssembly, with respect to the Space that the surface is assigned to. For roof, calculated from CRRCAgedEmittance. For other surfaces, the value is defaulted based on specification of OutsideFinish or OutsideColor, or the following values if those properties are not defined: ExtWall/IntWall: 0.9 Ceilings: 0.9 ExtFlr/IntFlr: 0.9
ExteriorThermalAbsorptance | ExtThrmlAbs | decimal | none |  |  | Required | [8 empty] | Represents the fraction of incident long wavelength radiation that is absorbed by the outward facing surface of the overall ConstructionAssembly, with respect to the Space that the surface is assigned to. For roof, calculated from CRRCAgedEmittance. For other surfaces, the value is defaulted based on specification of OutsideFinish or OutsideColor, or the following values if those properties are not defined: ExtWall/IntWall: 0.9 Ceilings: 0.9 ExtFlr/IntFlr: 0.9
ExteriorVisibleAbsorptance | ExtVisAbs | decimal | none |  |  | Optional | [8 empty] | Represents the fraction of incident visible wavelength radiation that is absorbed by the outward facing surface of the overall ConstructionAssembly, with respect to the Space that the surface is assigned to. The value is defaulted based on specification of OutsideFinish or OutsideColor, or the following values if those properties are not defined: ExtWall/IntWall: 0.5 Ceilings: 0.3 ExtFlr/IntFlr: 0.8
ExteriorVisibleAbsorptance | ExtVisAbs | decimal | none |  |  | Required | [8 empty] | Represents the fraction of incident visible wavelength radiation that is absorbed by the outward facing surface of the overall ConstructionAssembly, with respect to the Space that the surface is assigned to. The value is defaulted based on specification of OutsideFinish or OutsideColor, or the following values if those properties are not defined: ExtWall/IntWall: 0.5 Ceilings: 0.3 ExtFlr/IntFlr: 0.8
FenestrationConstructionReference | FenConsRef | reference | none |  |  | Compulsory |  | FenCons
FenestrationFraming | FenFrm | enumerated list | none | MetalFraming; MetalFramingWithThermalBreak; NonMetalFraming |  | CondRequired | [8 empty] | The type of frame used for a fenestration product defined in the CBECC NR input data model text file.
FenestrationPanes | FenPanes | enumerated list | none | DoublePane; GlassBlock; SinglePane; TranslucentOrTransparentPanel |  | CondRequired
FenestrationProductType | FenProdType | enumerated list | none | CurtainWall; FixedWindow; GlazedDoor; NotApplicable; OperableWindow |  | CondRequired
FenestrationType | FenType | enumerated list | none | Skylight; VerticalFenestration |  | Required
FieldAppliedCoating | FieldAppliedCoating | boolean | none |  |  | CondRequired | [8 empty] | Defines whether a roof coating is field or factory applied. Required for ACM aged reflectance equation. | NACM-5.5.1, Reflectance
FixedSeating | FxdSeat | boolean | none |  |  | Defaulted
FixtureType | FxtrType | enumerated list | none | NotInCeiling; RecessedOrDownlight; RecessedWithLens |  | Optional | [8 empty] | Enumeration type for determining luminaire heat gain distribution
FloorArea | FlrArea | decimal | ft2 |  |  | Optional
FloorAreaGross |  | decimal | ft2 | [11 empty] | The total floor area inside the building envelope, including the external walls, and excluding the roof
FloorToCeilingHeight | FlrToCeilingHgt | decimal | ft |  |  | Required | [7 empty] | Required when Project:GeometryInputType = 'Simplified', else NotInput | The measurement of height from the top surface of the floor to the bottom surface of the ceiling in an enclosed space. | Floor to Ceiling Height measurement is used in several places in the Standards e.g. in Section Section 131 Indoor Lighting Controls That Shall Be Installed, Floor to Ceiling Height is used in calculating skylit daylight areas.
FloorToCeilingHeight | FlrToCeilingHgt | decimal | ft |  |  | Defaulted | [5 empty] | 0 |  |  | The measurement of height from the top surface of the floor to the bottom surface of the ceiling in an enclosed space. | Floor to Ceiling Height measurement is used in several places in the Standards e.g. in Section Section 131 Indoor Lighting Controls That Shall Be Installed, Floor to Ceiling Height is used in calculating skylit daylight areas.
FloorToFloorHeight | FlrToFlrHgt | decimal | ft |  |  | Required | [7 empty] | Required when Project:GeometryInputType = 'Simplified', else NotInput | The measurement of height from the top surface of the floor to the top surface of the floor in the above story space. | 2013 NR ACM
FloorZ | FlrZ | decimal | ft |  |  | Optional | [7 empty] | Required when Project:GeometryInputType = 'Simplified', else NotInput | Need definition | 2013 NR ACM
FramingConfiguration | FrmConfig | enumerated list | none | Floor16inOC; Floor24inOC; Roof16inOC; Roof24inOC; Roof48inOC; RoofMetalScrewDown; RoofMetalStandingSeam; RoofMetalStandingSeamFilledCavity; Wall16inOC; Wall24inOC; WallAWS24inOC; WallAWS48inOC; WallMetalDoubleLayerBatt; WallMetalSingleLayerBatt |  | CondRequired | [8 empty] | The frame member spacing or other geometric configuration of a CodeCategory = Composite material. | 2013 JA4, referenced in various sections
FramingDepth | FrmDepth | enumerated list | none | 0_5In; 0_75In; 11_25In; 1In; 1_5In; 2In; 2_5In; 3In; 3_5In; 4In; 4_5In; 5In; 5_5In; 7_25In; 9_25In |  | CondRequired | [8 empty] | The frame member depth of a CodeCategory = Composite material. | 2013 JA4, referenced in various sections
FramingMaterial | FrmMat | enumerated list | none | Metal; Wood |  | CondRequired | [8 empty] | The framing material used in a CodeCategory = Composite material. | 2013 JA4, referenced in various sections
FunctionClassificationMethod | FuncClassMthd | enumerated list | none | AreaCategoryMethod |  | Optional | [8 empty] | One of two methods of assigning building occupancy for the project - either complete building or at the space level. This is dependent on whether the user have submitted lighting plans for the whole building or not. | 2013 NR ACM building classification method assigns whole building or space by space occupancy type. 2008 Title 24 Part 6) Tables 146E and 146F) and 2008 NR ACM Tables N2-5, N2-6 and N2-7 - in lighting compliance there are two levels that are similar: the complete buildng or area occupancy.
FunctionScheduleGroup | FuncSchGrp | enumerated list | none | Assembly; DataCenter; Health; Laboratory; Lodging - Multipurpose assembly; Manufacturing; Office; Parking; ResidentialCommon; ResidentialLiving; Restaurant; Retail; School; Warehouse |  | Optional | [8 empty] | A type specifying occupancy function categories used to determine schedules. | 2008 NR ACM tables N2-8 through N2-12 are defined by these Load Schedule Occupancy types 2013 NR ACM Appendix C schedules in tables C12 - C16 use the same occupancy types
GasEquipmentLatentFraction | GasEqpLatFrac | decimal | none |  |  | Defaulted | [7 empty] | Compliance Use value assigned is for the Space object. When this property is assigned to SpaceFunctionDefaults object, its Compliance Use value is Optional
GasEquipmentLostFraction | GasEqpLostFrac | decimal | none |  |  | Defaulted | [7 empty] | Compliance Use value assigned is for the Space object. When this property is assigned to SpaceFunctionDefaults object, its Compliance Use value is Optional
GasEquipmentPower | GasEqpPwr | decimal | Btu per h
GasEquipmentPowerDensity | GasEqpPwrDens | decimal | Btu per h ft2 |  |  | Defaulted | [7 empty] | Compliance Use value assigned is for the Space object. When this property is assigned to SpaceFunctionDefaults object, its Compliance Use value is Optional
GasEquipmentRadiationFraction | GasEqpRadFrac | decimal | none |  |  | Defaulted | [7 empty] | Compliance Use value assigned is for the Space object. When this property is assigned to SpaceFunctionDefaults object, its Compliance Use value is Optional
GasType | GasType | enumerated list | none | NaturalGas; None; Propane |  | Required
GlareAzimuth | GlrAz | decimal | deg arc |  |  | Optional | [8 empty] | View angle for calculating glare index
GlazingTint | GlzTint | enumerated list | none | ClearGlazing; TintedGlazing |  | CondRequired | [8 empty] | Has values of clear and tinted and is used in assigning mandatory default SHGC values. | Glazing Tint is used to establish Solar Heat Gain Coefficient of fenestration products. Specifically Table 116-B assigns SHGC dependent on Glazing Tint value. 2013 NR ACM Glazing Tint is only mentioned in section on Switchable glazing which describes a technology of applying an electric current to liquid crystal windows to darken the window simulating a tint.
GreenhouseGardenWindow | GreenhouseGardenWin | boolean | none |  |  | CondRequired | [8 empty] | Used in selection of default properties
HasProcessExhaust | HasProcExh | boolean | none |  |  | Defaulted
HeatCapacity | HtCap | decimal | Btu per ft2 F | [11 empty] | Used in rules derived from the JA IV tables that assign Heat Capacity, the amount of heat necessary to raise the temperature in unit area of all the components of a construction assembly by 1degree F. | Title 24 and JA II both define Heat Capacity as the amount of heat necessary to raise the temperature of all the components of a unit area in an assembly by 1°F. In JA IV Heat capacity (HC) values are provided in Tables 4.3.5 to Table 4.3.12 and HC units are defined in Table 4.6.2 New 2013 NR ACM states: ... use volume, density, and specific heat of the component wall materials to calculate the heat capacity
HeatGainRadiantFraction | HtGnRadFrac | decimal | none |  |  | Required | [5 empty] | 0 | 1 |  | Fraction of luminaire radiant heat gain going to space surfaces | 2013 Draft ACM Sec.5.4.3 Table 18
HeatGainSpaceFraction | HtGnSpcFrac | decimal | none |  |  | Required | [5 empty] | 0 | 1 |  | Fraction of luminaire heat gain going to space air. | 2013 Draft ACM Sec.5.4.3 Table 18
Height | Hgt | decimal | ft |  |  | CondRequired | [7 empty] | Required when GeometryInpType = Simplified and window shades specified, else NotInput. PVArray Height is Optional | Measures the vertical extent of a vertical rectangular surface such as a wall or door or a space. Units: feet.
Height | Hgt | decimal | ft |  |  | CondRequired | [8 empty] | Describes the height of the underground wall, i.e. the depth to the ground surface. | 2013 NACM 5.5.9, Slab Floor Geometry
HighRiseResidentialConditionedFloorArea | HighRiseResCondFlrArea | decimal | ft2 |  |  | Optional
HighRiseResidentialLivingUnitCount | HighRiseResLivingUnitCnt | integer | none |  |  | Defaulted | [5 empty] | 0 | 10000 |  | The total number of high-rise residential or hotel/motel living units in the building
HolidayReference | HolidayReference | reference | none |  |  | Optional | Yes | Holiday |  | 0 | 15
HotelModelGuestRoomConditionedFloorArea | HotelMotelGuestRmCondFlrArea | decimal | ft2 |  |  | Optional
HotelMotelGuestRoomCount | HotelMotelGuestRmCnt | integer | none |  |  | Defaulted | [5 empty] | 0 | 10000
HotWaterHeatingScheduleReference | HotWtrHtgSchRef | reference | none |  |  | Optional |  | Sch | [6 empty] | Reference to a unique identification name for a schedule in a library of hot water heating type
HotWaterHeatingTotal | HotWtrHtgTot | decimal | gal per h |  |  | Optional
HotWaterSupplyTemperature | HotWtrSupTemp | decimal | F |  |  | Optional
HotWaterSupplyTemperatureScheduleReference | HotWtrSupTempSchRef | reference | none |  |  | Optional |  | Sch
Hour | Hr | decimal | none |  |  | Compulsory | Yes |  |  | 24 | 24 |  |  |  | The percentage of a full load to be applied for a specified hour of the day. | Load Percentage Hourly is the value used in the schedule tables N2-8 through N2-12
Hour | Hr | enumerated list | none | Charge; Discharge; Off |  | Compulsory | No |  |  | 24 | 24
HVACAutoSizing | HVACAutoSizing | boolean | none |  |  | Optional
ICF Wall | CF Wall | enumerated list |  | Insulating Concrete Forms - 1 1/2 in. Polyurethane Ins. each side - concrete 6 in.; Insulating Concrete Forms - 1 1/2 in. Polyurethane Ins. each side - concrete 8 in.; Insulating Concrete Forms - 2 in. EPS Ins. each side - concrete 6 in.; Insulating Concrete Forms - 2 in. EPS Ins. each side - concrete 8 in.; Insulating Concrete Forms - 2 in. Polyurethane Ins. each side - concrete 6 in.; Insulating Concrete Forms - 2 in. Polyurethane Ins. each side - concrete 8 in.; Insulating Concrete Forms - 2 in. XPS Ins. each side - concrete 6 in.; Insulating Concrete Forms - 2 in. XPS Ins. each side - concrete 8 in.; Insulating Concrete Forms - 3 in. EPS Ins. each side - concrete 6 in.; Insulating Concrete Forms - 3 in. EPS Ins. each side - concrete 8 in.; Insulating Concrete Forms - 3 in. XPS Ins. each side - concrete 6 in.; Insulating Concrete Forms - 3 in. XPS Ins. each side - concrete 8 in.; Insulating Concrete Forms - 4 1/2 in. Polyurethane Ins. each side - concrete 6 in.; Insulating Concrete Forms - 4 1/2 in. Polyurethane Ins. each side - concrete 8 in.; Insulating Concrete Forms - 4 in. EPS Ins. each side - concrete 6 in.; Insulating Concrete Forms - 4 in. EPS Ins. each side - concrete 8 in.; Insulating Concrete Forms - 4 in. XPS Ins. each side - concrete 6 in.; Insulating Concrete Forms - 4 in. XPS Ins. each side - concrete 8 in.
InfiltrationMethod | InfMthd | enumerated list | none | AirChangesPerHour; FlowArea; FlowExteriorArea; FlowExteriorWallArea; FlowSpace |  | Defaulted | Yes |  |  | 0 | 4 |  |  | Compliance Use value assigned is for the Space object. When this property is assigned to SpaceFunctionDefaults object, its Compliance Use value is Optional | Method used for modeling uncontrolled air leakage or infiltration. | 2013 NR ACM 5.4
InfiltrationModelCoefficientA | InfModelCoefA | decimal | none |  |  | Required | Yes |  |  | 0 | 4 |  |  | Compliance Use value assigned is for the Space object. When this property is assigned to SpaceFunctionDefaults object, its Compliance Use value is Optional | infiltration overall coefficient | 2013 NR ACM 5.4
InfiltrationModelCoefficientB | InfModelCoefB | decimal | F |  |  | Required | Yes |  |  | 0 | 4 |  |  | Compliance Use value assigned is for the Space object. When this property is assigned to SpaceFunctionDefaults object, its Compliance Use value is Optional | infiltration temperature coefficient | 2013 NR ACM 5.4
InfiltrationModelCoefficientC | InfModelCoefC | decimal | h per mi |  |  | Required | Yes |  |  | 0 | 4 |  |  | Compliance Use value assigned is for the Space object. When this property is assigned to SpaceFunctionDefaults object, its Compliance Use value is Optional | infiltration windspeed coefficient | 2013 NR ACM 5.4
InfiltrationModelCoefficientD | InfModelCoefD | decimal | h2 per mi2 |  |  | Required | Yes |  |  | 0 | 4 |  |  | Compliance Use value assigned is for the Space object. When this property is assigned to SpaceFunctionDefaults object, its Compliance Use value is Optional | infiltration windspeed squared coefficient | 2013 NR ACM 5.4
InfiltrationScheduleReference | InfSchRef | reference | none |  |  | Defaulted | Yes | Sch |  | 0 | 4 |  |  | Compliance Use value assigned is for the Space object. When this property is assigned to SpaceFunctionDefaults object, its Compliance Use value is Optional | Reference to a schedule when needed by the selected infiltration method. | 2013 NR ACM 5.4
InsulationBatt | InsulationBatt | enumerated list |  | Glass fiber batt - 3 1/2 in. R11 (CEC Default); Glass fiber batt - 4 1/2 in.; Glass fiber batt - 4 in.; Glass fiber batt - 5 1/2 in. R19 (CEC Default); Glass fiber batt - 5 in.; Glass fiber batt - 6 1/2 in.
InsulationBoard | InsulationBoard | enumerated list |  | Cellular polyisocyanurate (unfaced) - 3 1/2 in. R21; Cellular polyisocyanurate (unfaced) - 4 1/2 in. R26; Cellular polyisocyanurate (unfaced) - 4 in. R23; Cellular polyisocyanurate (unfaced) - 5 1/2 in. R32; Cellular polyisocyanurate (unfaced) - 5 in. R29; Cellular polyisocyanurate (unfaced) - 6 1/2 in. R38; Cellular polyisocyanurate (unfaced) - 6 in. R35; Compliance Insulation R0.01; Compliance Insulation R0.02; Compliance Insulation R0.10; Compliance Insulation R0.20; Compliance Insulation R0.50; Compliance Insulation R1.00; Compliance Insulation R1.35; Compliance Insulation R1.41; Compliance Insulation R1.54; Compliance Insulation R10.00; Compliance Insulation R10.06; Compliance Insulation R11.00; Compliance Insulation R11.70; Compliance Insulation R12.00; Compliance Insulation R12.50; Compliance Insulation R12.55; Compliance Insulation R12.69; Compliance Insulation R13.00; Compliance Insulation R13.50; Compliance Insulation R13.99; Compliance Insulation R14.00; Compliance Insulation R14.14; Compliance Insulation R14.32; Compliance Insulation R14.60; Compliance Insulation R15.00; Compliance Insulation R15.54; Compliance Insulation R16.00; Compliance Insulation R16.20; Compliance Insulation R16.34; Compliance Insulation R16.58; Compliance Insulation R16.69; Compliance Insulation R17.00; Compliance Insulation R17.67; Compliance Insulation R18.00; Compliance Insulation R19.00; Compliance Insulation R19.63; Compliance Insulation R2.00; Compliance Insulation R2.15; Compliance Insulation R2.19; Compliance Insulation R2.85; Compliance Insulation R2.89; Compliance Insulation R20.00; Compliance Insulation R20.05; Compliance Insulation R21.00; Compliance Insulation R21.18; Compliance Insulation R21.39; Compliance Insulation R21.60; Compliance Insulation R22.00; Compliance Insulation R22.48; Compliance Insulation R23.00; Compliance Insulation R23.70; Compliance Insulation R24.00; Compliance Insulation R24.80; Compliance Insulation R24.86; Compliance Insulation R25.00; Compliance Insulation R25.16; Compliance Insulation R26.00; Compliance Insulation R27.00; Compliance Insulation R28.00; Compliance Insulation R28.63; Compliance Insulation R29.00; Compliance Insulation R3.00; Compliance Insulation R3.63; Compliance Insulation R3.70; Compliance Insulation R3.80; Compliance Insulation R30.00; Compliance Insulation R31.00; Compliance Insulation R32.00; Compliance Insulation R33.00; Compliance Insulation R34.00; Compliance Insulation R34.93; Compliance Insulation R35.00; Compliance Insulation R36.00; Compliance Insulation R37.00; Compliance Insulation R38.00; Compliance Insulation R4.00; Compliance Insulation R4.50; Compliance Insulation R5.00; Compliance Insulation R5.60; Compliance Insulation R6.00; Compliance Insulation R6.32; Compliance Insulation R6.46; Compliance Insulation R7.00; Compliance Insulation R7.10; Compliance Insulation R7.18; Compliance Insulation R7.39; Compliance Insulation R7.50; Compliance Insulation R7.60; Compliance Insulation R8.00; Compliance Insulation R8.07; Compliance Insulation R9.00; Compliance Insulation R9.40; Compliance Insulation R9.80; Compliance Insulation R9.83; Compliance Insulation R9.94; Expanded Polystyrene - EPS - 1 1/2 in. R6.3; Expanded Polystyrene - EPS - 1 1/4 in. R5.2; Expanded Polystyrene - EPS - 1 15/16 in. R8.1; Expanded Polystyrene - EPS - 1 3/4 in. R7.3; Expanded Polystyrene - EPS - 1 7/8 in. R8.0; Expanded Polystyrene - EPS - 1 in. R4.2; Expanded Polystyrene - EPS - 1/2 in. R2.1; Expanded Polystyrene - EPS - 2 2/5 in. R10; Expanded Polystyrene - EPS - 2 7/16 in. R10; Expanded Polystyrene - EPS - 2 in. R8.3; Expanded Polystyrene - EPS - 3 1/2 in. R15; Expanded Polystyrene - EPS - 3 1/3 in. R14; Expanded Polystyrene - EPS - 3 2/5 in. R14; Expanded Polystyrene - EPS - 3 in. R13; Expanded Polystyrene - EPS - 3/4 in. R3.1; Expanded Polystyrene - EPS - 4 1/16 in. R17; Expanded Polystyrene - EPS - 4 7/10 in. R20; Expanded Polystyrene - EPS - 5 19/20 in. R25; Expanded Polystyrene - EPS - 5 2/5 in. R22; Expanded Polystyrene - EPS - 6 1/10 in. R25; Expanded Polystyrene - EPS - 6 7/8 in. R29; Expanded Polystyrene - EPS - 8 3/5 in. R35; Expanded Polyurethane - 1 1/4 in. R7.8; Expanded Polyurethane - 1 in. R6.3; Expanded Polyurethane - 1/2 in. R3.1; Expanded Polyurethane - 2 in. R12.6; Expanded Polyurethane - 3/4 in. R4.7; Expanded perlite - organic bonded - 1 1/2 in. R4.2; Expanded perlite - organic bonded - 1 in. R2.8; Expanded perlite - organic bonded - 2 in. R5.6; Expanded perlite - organic bonded - 3 in. R8.3; Expanded perlite - organic bonded - 3/4 in. R2.1; Expanded perlite - organic bonded - 4 in. R11; Expanded perlite - organic bonded - 6 in. R17; Perlite board - 1 1/2 in. R3.8; Perlite board - 1 in. R2.5; Perlite board - 2 in. R5.0; Perlite board - 3/4 in. R1.9; R-24 Batt Wall - 8 in. R24
InsulationForm | InsForm | enumerated list | none | Batt; RigidBoard | [11 empty] | CF2R-ENV-22H
InsulationLooseFill | InsulationLooseFill | enumerated list | none | Loose fill - Mineral fiber - 2 lb/ft3 - 13 3/4 in.; Loose fill - Mineral fiber - 2 lb/ft3 - 4 in.; Loose fill - Mineral fiber - 2 lb/ft3 - 6 1/2 in.; Loose fill - Mineral fiber - 2 lb/ft3 - 7 1/2 in.; Loose fill - Mineral fiber - 2 lb/ft3 - 8 1/4 in.; Loose fill - Mineral fiber - closed sidewalls - 3 1/2 in.
InsulationOther | InsulationOther | enumerated list | none | Adobe; Rammed Earth; Soil
InsulationPlacement | InsPlcmt | enumerated list | none | CavityAttic; CavityFraming; CavityFurring; ContinuousAboveDeckNoSleepers; ContinuousAboveDeckSleepers; ContinuousAboveWaterproofMembrane; ContinuousBelowDeck; OverSuspendedCeiling; SlabFullyInsulated; SlabHorizontal; SlabVertical | [10 empty] | An enumeration of possible placements of insulation in a construction assembly.
InsulationRValue | InsRVal | decimal | h ft2 F per Btu |  |  | Required | [8 empty] | A measure of thermal resistance of an insulating material used in a pre-defined ConstructionAssembly or individual construction layer or used to insulate ducts or equipment like a water heater. It is usually expressed in whole number units of (hr x ft2 x degrees F)/Btu but can be a decimal value | CF2R-MCH29H
InsulationSprayApplied | InsulationOther | enumerated list | none | Spray applied - Cellulosic fiber - 4.6 lb/ft3 - 3 1/2 in.; Spray applied - Cellulosic fiber - 4.6 lb/ft3 - 4 1/2 in.; Spray applied - Cellulosic fiber - 4.6 lb/ft3 - 4 in.; Spray applied - Cellulosic fiber - 4.6 lb/ft3 - 5 1/2 in.; Spray applied - Cellulosic fiber - 4.6 lb/ft3 - 5 in.; Spray applied - Cellulosic fiber - 4.6 lb/ft3 - 6 1/2 in.; Spray applied - Cellulosic fiber - 4.6 lb/ft3 - 6 in.; Spray applied - Glass fiber - 3.9 lb/ft3 - 3 1/2 in.; Spray applied - Glass fiber - 3.9 lb/ft3 - 4 1/2 in.; Spray applied - Glass fiber - 3.9 lb/ft3 - 4 in.; Spray applied - Glass fiber - 3.9 lb/ft3 - 5 1/2 in.; Spray applied - Glass fiber - 3.9 lb/ft3 - 5 in.; Spray applied - Glass fiber - 3.9 lb/ft3 - 6 1/2 in.; Spray applied - Glass fiber - 3.9 lb/ft3 - 6 in.; Spray applied - Polyurethane foam - 0.5 lb/ft3 - 3 1/2 in.; Spray applied - Polyurethane foam - 0.5 lb/ft3 - 4 1/2 in.; Spray applied - Polyurethane foam - 0.5 lb/ft3 - 4 in.; Spray applied - Polyurethane foam - 0.5 lb/ft3 - 5 1/2 in.; Spray applied - Polyurethane foam - 0.5 lb/ft3 - 5 in.; Spray applied - Polyurethane foam - 0.5 lb/ft3 - 6 1/2 in.; Spray applied - Polyurethane foam - 0.5 lb/ft3 - 6 in.; Spray applied - Polyurethane foam - 3.0 lb/ft3 - 3 1/2 in.; Spray applied - Polyurethane foam - 3.0 lb/ft3 - 4 1/2 in.; Spray applied - Polyurethane foam - 3.0 lb/ft3 - 4 in.; Spray applied - Polyurethane foam - 3.0 lb/ft3 - 5 1/2 in.; Spray applied - Polyurethane foam - 3.0 lb/ft3 - 5 in.; Spray applied - Polyurethane foam - 3.0 lb/ft3 - 6 1/2 in.; Spray applied - Polyurethane foam - 3.0 lb/ft3 - 6 in.
InsulationType | InsType | enumerated list | none | Cellulose; Fiberglass; MineralWool; PlasticPolystyrene; UreaFormaldehyde |  | Required | [8 empty] | One of several defined types used in the Joint Appendix 4 construction assembly tables. | Joint Appendix 4: A number of tables assign UFactor that depend on the type of insulating material in the construction.
InteriorLightingNonRegulatedHeatGainRadiantFraction | IntLtgNonRegHtGnRadFrac | decimal | none |  |  | Defaulted | [5 empty] | 1 |  | Compliance Use value assigned is for the Space object. When this property is assigned to SpaceFunctionDefaults object, its Compliance Use value is Optional | Fraction of non-regulated interior lighting radiant heat gain going to space surfaces | 2013 Draft ACM Sec.5.4.3 Table 18
InteriorLightingNonRegulatedHeatGainSpaceFraction | IntLtgNonRegHtGnSpcFrac | decimal | none |  |  | Defaulted | [5 empty] | 1 |  | Compliance Use value assigned is for the Space object. When this property is assigned to SpaceFunctionDefaults object, its Compliance Use value is Optional | Fraction of non-regulated interior lighting heat gain going to space air | 2013 Draft ACM Sec.5.4.3 Table 18
InteriorLightingNonRegulatedScheduleReference | IntLtgNonRegSchRef | reference | none |  |  | Defaulted |  | Sch | [5 empty] | Compliance Use value assigned is for the Space object. When this property is assigned to SpaceFunctionDefaults object, its Compliance Use value is Optional | Reference to a unique identification name for a Schedule of interior lighting type
InteriorLightingRegulatedHeatGainRadiantFraction | IntLtgRegHtGnRadFrac | decimal | none |  |  | Defaulted | [5 empty] | 1 |  | Compliance Use value assigned is for the Space object. When this property is assigned to SpaceFunctionDefaults object, its Compliance Use value is Optional | Fraction of regulated interior lighting radiant heat gain going to space surfaces | 2013 Draft ACM Sec.5.4.3 Table 18
InteriorLightingRegulatedHeatGainSpaceFraction | IntLtgRegHtGnSpcFrac | decimal | none |  |  | Defaulted | [5 empty] | 1 |  | Compliance Use value assigned is for the Space object. When this property is assigned to SpaceFunctionDefaults object, its Compliance Use value is Optional | Fraction of regulated interior lighting heat gain going to space air | 2013 Draft ACM Sec.5.4.3 Table 18
InteriorLightingRegulatedScheduleReference | IntLtgRegSchRef | reference | none |  |  | Defaulted |  | Sch | [5 empty] | Compliance Use value assigned is for the Space object. When this property is assigned to SpaceFunctionDefaults object, its Compliance Use value is Optional | Reference to a unique identification name for a Schedule of interior lighting type | 2013 Draft ACM Sec.5.4.3
InteriorLightingSpecificationMethod | IntLtgSpecMthd | enumerated list | none | AreaCategoryMethod; TailoredMethod |  | Defaulted | [8 empty] | Selection of interior lighting specification method.
InteriorLightingSystemPower | Power | decimal | W |  |  | Optional
IsAcceptanceTestRequiredReport | IsAcceptanceTestReqdRpt | boolean | none |  |  | Defaulted |  |  |  | 0 | 5
IsAtriumGreaterThan55Feet | IsAtriumGT55Ft | boolean | none |  |  | Defaulted
IsBldgAttached | IsBldgAttached | boolean | none |  |  | Optional
IsClerestory | IsClerestory | boolean | none |  |  | Defaulted | No
IsHealthCare | IsHlthCare | boolean | none |  |  |  | No | [8 empty] | NRCC-LTS-E
IsPlenumReturn | IsPlenumRet | boolean | none |  |  | Optional
KitchenExhaustHoodDuty | KitExhHoodDuty | enumerated list | none | ExtraHeavy; Heavy; Light; Medium; None |  | CondRequired | Yes |  |  | 0 | 5
KitchenExhaustHoodFlow | KitExhHoodFlow | decimal | ft3 per min |  |  | Defaulted | Yes |  |  | 0 | 5
KitchenExhaustHoodLength | KitchenExhHoodLen | decimal | ft |  |  | CondRequired | Yes |  |  | 0 | 5
KitchenExhaustHoodStyle | KitchenExhHoodStyle | enumerated list | none | BackshelfOrPassover; DoubleIsland; Eyebrow; None; SingleIsland; WallMountedCanopy |  | Optional | Yes |  |  | 0 | 5
LaboratoryFumeHoodLength | LabFumeHoodLen | decimal | ft |  |  | Optional | No
LaboratoryFumeHoodVerticalAutomaticSashControlFraction | LabFumeHoodVertAutoSashCtrlFrac | decimal | none |  |  | Optional | No
LaboratoryFumeHoodVerticalSashExhaustFlow | LabFumeHoodVertSashExhFlow | decimal | ft3 per min |  |  | Optional | No
LampType | LampType | enumerated list | none | CFL; HighPressureSodium; Incandescent; LED; LinearFluorescent; MercuryVapor; MetalHalide |  | Optional | [8 empty] | Enumeration type for determining luminaire heat gain distribution
Latitude | Lat | decimal | deg arc |  |  | Required | [5 empty] | -90 | 90 |  | The angular distance of a place north or south of the earth's equator, usually expressed in degrees and minutes. | Joint Appendix 2 defines climate data and includes latitude, longitude and elevation for the selected representative city in each of the 16 climate zones.
LeftFinAngle | LeftFinAngle | decimal | deg arc |  |  | Optional
LeftFinDepth | LeftFinDepth | decimal | ft |  |  | Optional
LeftFinDistance | LeftFinDistance | decimal | ft |  |  | Optional
LeftFinDistanceAbove | LeftFinDistanceAbove | decimal | ft |  |  | Optional
LeftFinDistanceBelow | LeftFinDistanceBelow | decimal | ft |  |  | Optional
LeftFinTransmittance | LeftFinTrans | decimal | none |  |  | Optional
LeftFinTransmittanceOption | LeftFinTransOption | enumerated list | none | Constant; Scheduled |  | Optional
LeftFinTransmittanceScheduleReference | LeftFinTransSchRef | reference | none |  |  | Optional |  | Sch
LightingControlCountReport | LtgCtrlCntRpt | boolean | none |  |  | Defaulted |  |  |  | 0 | 5
LightingStatus | LtgStatus | enumerated list | none | Altered; Existing; Future; New |  | Defaulted | [9 empty] | 2013 NR ACM
LightOutputFraction | LightOutputFrac | decimal | none |  |  | Optional | [8 empty] | For a stepped dimming control point, the fraction of rated light output paired with a fraction of rated power input. | 2013 Draft NR ACM
LivingUnitCount | LivingUnitCnt | integer | none | [11 empty] | The total number of Residential or Hotel/Motel living units in the building. | 2013 NR ACM 5.9.1
LivingUnitCountAltered | LivingUnitCntAltered | integer | none |  |  | Optional | [5 empty] | 0 |  |  | The total number of altered high-rise residential or hotel/motel living units in an alterations/additions building | 2013 2016 NR ACM
LivingUnitCountExisting | LivingUnitCntExisting | integer | none |  |  | Optional | [5 empty] | 0 |  |  | The total number of existing high-rise residential or hotel/motel living units in an alterations/additions building | 2013 2016 NR ACM
LivingUnitCountNew | LivingUnitCntNew | integer | none |  |  | Optional | [5 empty] | 0 |  |  | The total number of new high-rise residential or hotel/motel living units in an alterations/additions building | 2013 2016 NR ACM
Longitude | Long | decimal | deg arc |  |  | Required | [5 empty] | -180 | 180 |  | The angular distance of a place east or west of the meridian at Greenwich, England. | Joint Appendix 2 defines climate data and includes latitude, longitude and elevation for the selected representative city in each of the 16 climate zones.
LuminaireCount | LumCnt | integer | none |  |  | Defaulted | Yes |  |  | 0 | 5 |  |  |  | Array of the count of upto 5 different types of luminaires
LuminaireDescriptionReport | LumDescRpt | string | none |  |  | Optional
LuminaireMountingHeight | LumMntgHgt | decimal | ft |  |  | Defaulted | [8 empty] | Distance from the finished floor to the bottom of the luminaire | 2013 Title 24 part 6 140.6(c)3 Table 140.6-E, NRCCLTI01E
LuminaireReference | LumRef | reference | none |  |  | Optional | Yes | Lum |  | 0 | 5 |  |  |  | Reference to a luminaire object
LuminaireStatus | LumStatus | enumerated list | none | Altered; Existing; Future; New |  | Defaulted | Yes |  |  | 0 | 5 |  |  |  | Defines if a construction or equipment is new, existing, modified, removed. Standards such as efficiency standards may not apply if a construction or equipment in a project is existing. equipment may be moved and reinstalled in the project.
MasonryGrout | MsnryGrout | enumerated list | none | PartialGrout; PartialInsulatedGrout; SolidGrout | [10 empty] | Describes how the grout is applied in hollow masonry walls. Values include solid (every cell is grouted), partial (some cells are grouted) and partial insulated (cells not grouted are filled with insulation). | Masonry Grout value effects thermal factors assigned to hollow unit masonry walls in Joint Appendix 4
MasonryMaterials | MasonryMaterials | enumerated list |  | 3 Coat Stucco; Brick - 48 lb/ft3 - 3 5/8 in.; Brick - fired clay - 140 lb/ft3 - 3 5/8 in.; Clay Tile - Paver; Clay tile - hollow - 1 cell deep - 3 in.; Clay tile - hollow - 1 cell deep - 4 in.; Clay tile - hollow - 2 cells deep - 10 in.; Clay tile - hollow - 2 cells deep - 6 in.; Clay tile - hollow - 2 cells deep - 8 in.; Clay tile - hollow - 3 cells deep - 12 in.; Concrete Paver; Gypsum partition block - 3 cells - 4 in. x 12 in. x 30 in. - 4 in.; Gypsum partition block - 4 cells - 3 in. x 12 in. x 30 in. - 3 in.; Stone - 1 in.; Synthetic Stucco - EIFS finish - 1 in.; Terrazzo - 1 in.
MasonryType | MsnryType | enumerated list | none | ClayBrick; ClayHollowUnit; Concrete; ConcreteMasonryUnitLightWeight; ConcreteMasonryUnitMediumWeight; ConcreteMasonryUnitNormalWeight; ICF Wall; InsulatingConcreteForms | [10 empty] | Will be an attribute of some types of Construction Assembly for walls. The values cover solid and hollow units. | In Joint Appendix 4 some tables include Masonry Type defined as Hollow Masonry Units: lightweight concrete masonry units (CMU), medium weight CMU, normal weight CMU, and hollow clay masonry units. (defined by ASTM C-90) NR ACM Table N2-1 includes masonry type Solid Unit Masonry: light weight CMU, medium weight CMU, normal weight CMU, clay brick and concrete
MasonryUnitsFill | MasonryUnitsFill | enumerated list |  | Clay - Part Grouted and Insulated - 130 lb/ft3 - 6 in.; Clay - Part Grouted and Insulated - 130 lb/ft3 - 8 in.; Concrete - Part Grouted and Insulated - 105 lb/ft3 - 10 in.; Concrete - Part Grouted and Insulated - 105 lb/ft3 - 12 in.; Concrete - Part Grouted and Insulated - 105 lb/ft3 - 6 in.; Concrete - Part Grouted and Insulated - 105 lb/ft3 - 8 in.; Concrete - Part Grouted and Insulated - 115 lb/ft3 - 10 in.; Concrete - Part Grouted and Insulated - 115 lb/ft3 - 12 in.; Concrete - Part Grouted and Insulated - 115 lb/ft3 - 6 in.; Concrete - Part Grouted and Insulated - 115 lb/ft3 - 8 in.; Concrete - Part Grouted and Insulated - 125 lb/ft3 - 10 in.; Concrete - Part Grouted and Insulated - 125 lb/ft3 - 12 in.; Concrete - Part Grouted and Insulated - 125 lb/ft3 - 6 in.; Concrete - Part Grouted and Insulated - 125 lb/ft3 - 8 in.
MasonryUnitsHollow | MasonryUnitsHollow | enumerated list |  | Clay - Part Grouted and Empty - 130 lb/ft3 - 6 in.; Clay - Part Grouted and Empty - 130 lb/ft3 - 8 in.; Concrete - Part Grouted and Empty - 105 lb/ft3 - 10 in.; Concrete - Part Grouted and Empty - 105 lb/ft3 - 12 in.; Concrete - Part Grouted and Empty - 105 lb/ft3 - 6 in.; Concrete - Part Grouted and Empty - 105 lb/ft3 - 8 in.; Concrete - Part Grouted and Empty - 115 lb/ft3 - 10 in.; Concrete - Part Grouted and Empty - 115 lb/ft3 - 12 in.; Concrete - Part Grouted and Empty - 115 lb/ft3 - 6 in.; Concrete - Part Grouted and Empty - 115 lb/ft3 - 8 in.; Concrete - Part Grouted and Empty - 125 lb/ft3 - 10 in.; Concrete - Part Grouted and Empty - 125 lb/ft3 - 12 in.; Concrete - Part Grouted and Empty - 125 lb/ft3 - 6 in.; Concrete - Part Grouted and Empty - 125 lb/ft3 - 8 in.
MasonryUnitsSolid | MasonryUnitsSolid | enumerated list |  | Clay - Solid Grout - 130 lb/ft3 - 6 in.; Clay - Solid Grout - 130 lb/ft3 - 8 in.; Concrete - Solid Grout - 105 lb/ft3 - 10 in.; Concrete - Solid Grout - 105 lb/ft3 - 12 in.; Concrete - Solid Grout - 105 lb/ft3 - 6 in.; Concrete - Solid Grout - 105 lb/ft3 - 8 in.; Concrete - Solid Grout - 115 lb/ft3 - 10 in.; Concrete - Solid Grout - 115 lb/ft3 - 12 in.; Concrete - Solid Grout - 115 lb/ft3 - 6 in.; Concrete - Solid Grout - 115 lb/ft3 - 8 in.; Concrete - Solid Grout - 125 lb/ft3 - 10 in.; Concrete - Solid Grout - 125 lb/ft3 - 12 in.; Concrete - Solid Grout - 125 lb/ft3 - 6 in.; Concrete - Solid Grout - 125 lb/ft3 - 8 in.
MaterialReference | MatRef | reference | none |  |  | CondRequired | Yes | Mat |  | 0 | 10
MaximumGlareIndex | MaxGlrIdx | decimal | none |  |  | Optional | [8 empty] | Maximum glare index for daylighting control
MetalBuildingRoof | MetalBuildingRoof | enumerated list
MetalBuildingWall | MetalBuildingWall | enumerated list
MetalInsulatedPanelWall | MetalInsulatedPanelWall | enumerated list |  | Metal Insulated Panels - 2 1/2 in.; Metal Insulated Panels - 2 in.; Metal Insulated Panels - 3 in.; Metal Insulated Panels - 4 in.; Metal Insulated Panels - 5 in.; Metal Insulated Panels - 6 in.
MinimumDimmingLightFraction | MinDimLtgFrac | decimal | none |  |  | Defaulted | [8 empty] | Minimum light output of controlled lighting when fully dimmed. Minimum light fraction = (Minimum light output) / (Rated light output). | 2013 NR ACM
MinimumDimmingPowerFraction | MinDimPwrFrac | decimal | none |  |  | Defaulted | [8 empty] | The minimum power fraction when controlled lighting is fully dimmed. Minimum power fraction = (Minimum power) / (Full rated power). | 2013 NR ACM
Month | Month | integer | none |  |  | Required | [5 empty] | 1 | 12 |  | Interger value represents the month of the year and therefore is in the range of 1-12
Month | Month | enumerated list | none | April; August; December; February; January; July; June; March; May; November; October; September |  | Required
MonthDay | Day | integer | none |  |  | Required | [5 empty] | 1 | 31 |  | Integer value represents the day of the month and therefore is in the range of 1-31, with limits on the high end depending on the value for the Month property
MonthlyAverageTemperatureMaximumDifference | MoAvgTempMaxDiff | decimal | F |  |  | Optional | [8 empty] | This is required for EnergyPlus Site:WaterMainsTemperature object
Multiplier | Mult | integer | none |  |  | Defaulted | [5 empty] | 1 |  |  | The number of duplicate building stories to be simulated in the model. This value must be consistent with the multipliers for thermal zones and the number of HVAC systems that serve zones on floors with multipliers | 2013 NR ACM sections 2.3.1 and 5.3
Name | Name | string | none |  |  | Required | [8 empty] | A string that uniquely defines an object in the data model. It can be assigned in other objects as a Reference to the object, similar to a foreign key in relational database tables.
NaturalGasAvailable | NatGasAvail | boolean | none | [12 empty] | CF1R-PRF
NonRegulatedExclusion | NonRegExclusion | enumerated list | none | ATMLighting; CBCRequiredExitSign; CBCRequiredExitwayOrEgressNormallyOff; DanceFloorOrTheatrical; ElevatorLighting; ExamSurgicalNightOrEquipmentIntegratedInMedicalOrClinical; FilmOrPhotoStudioLightingSeparatelySwitched; HighRiseResidentialDwellingUnit; HistoricBuilding; HotelMotelGuestRoom; LightingDemonstrationEquipInLightingEducationFacilities; LightingEquipmentForSale; ManufacturerInstalledInFreezerVendingFoodPrepScientificOrIndEquip; PlantGrowthOrMaintWithMultiLevelAstroTimer; SignageLighting; SmallAgriculturalBuilding; SmallNonresidentialParkingGarage; SmallRefrigeratedCases; SmallUnconditionedAgriculturalBuilding; TemporaryExhibitSeparatelySwitchedInCivicTransConvOrHotel; TemporaryLightingSystems; ThemeParksThemeAndSpecialEffects |  | CondRequired | [7 empty] | Required when IntLtgSys:PwrReg = 0, else NotInput | Category allowing exclusion of interior lighting system power from regulated amount. | 2013 NR ACM Draft Sec.140.6(a)3
NonresidentialFloorArea | NonResFlrArea | decimal | ft2 |  |  | Defaulted | [5 empty] | 0
NonresidentialStoryCountElectricHeat | NonResStoryCntElecHt | integer | none |  |  | Optional
NonresidentialStoryCountFossilHeat | NonResStoryCntFossilHt | integer | none |  |  | Optional
NumberOfControlSteps | NumOfCtrlSteps | integer | none |  |  | Defaulted | [8 empty] | For step switching, this term defines even steps of light output and even steps of rated power fractions. | 2013 NR ACM
NumberOfIdenticalDwellingUnits | NumOfIdenticalDwellingUnits | decimal | none |  |  | Optional
OccupancySensorControl | OccSensorCtrl | boolean | none |  |  | CondRequired | No
OccupantFraction | OccFrac | decimal | none |  |  | Defaulted | [5 empty] | 0.5 | 5 |  | This is the percentage of BuildingTotalGrossFloorArea that is occupied and operational
OccupantLatentHeatRate | OccLatHtRt | decimal | Btu per h person |  |  | Optional | [8 empty] | The rate of latent heat released per person which is a function of activity | 2008 NR ACM Table Table N2-5 and N2-6 assign values for Latent Heat per person 2013 NR ACM Latent and sensible heat generated by occupants are one descriptor, "Occupant Heat Rate".
OccupantNumberFixedSeating | OccNumFxdSeat | decimal | person |  |  | Defaulted
OccupantNumberSimulated | OccNumSim | integer | person |  |  | Defaulted | No
OccupantSensibleHeatRate | OccSensHtRt | decimal | Btu per h person |  |  | Optional | [8 empty] | The rate of sensible heat released per person which is a function of activity | 2008 NR ACM Table Table N2-5 and N2-6 assign values for Sensible Heat per person 2013 NR ACM Latent and sensible heat generated by occupants are one descriptor, "Occupant Heat Rate".
Open | Open | enumerated list | none | NonSwinging; Swinging |  | Optional | [8 empty] | An enumeration with values of swinging and non-swinging. Non-swinging would include sliding doors and roll-up doors. | Title 24 Table 143-A/B and C assign U-Factor based on whether the door is swinging or non swinging. 2013 NR ACM Maps to Door Type with same two values of swinging and non-swinging.
OperableWindowConfiguration | OperableWinConfiguration | enumerated list | none | CasementAwning; Sliding |  | CondRequired | [8 empty] | Used in selection of Table NA-6 properties
Operation | Oper | enumerated list | none | NonSwinging; Swinging |  | Optional | [8 empty] | An enumeration with values of swinging and non-swinging. Non-swinging would include sliding doors and roll-up doors.
OverhangAngle | OverhangAngle | decimal | deg arc |  |  | Optional
OverhangDepth | OverhangDepth | decimal | ft |  |  | Optional
OverhangDistance | OverhangDistance | decimal | ft |  |  | Optional
OverhangLeftExtension | OverhangLeftExtension | decimal | ft |  |  | Optional
OverhangRightExtension | OverhangRightExtension | decimal | ft |  |  | Optional
OverhangTransmittance | OverhangTrans | decimal | none |  |  | Optional
OverhangTransmittanceOption | OverhangTransOption | enumerated list | none | Constant; Scheduled |  | Optional
OverhangTransmittanceScheduleReference | OverhangTransmittanceScheduleReference | reference | none |  |  | Optional |  | Sch
Perimeter | Perim | decimal | ft |  |  | Optional | [7 empty] | Optional when Proj:GeometryInpType = 'Simplified', else NotInput
PerimeterExposed | PerimExposed | decimal | ft |  |  | Defaulted | [8 empty] | Describes the exposed (direct contact with ambient air) perimeter of a slab-on-grade or underground floor. | 2013 NACM 5.5.9, Slab Floor Geometry
PermitScope | PermitScope | enumerated list | none | PermitNonresidentialAll; PermitNonresidentialEnvelope; PermitNonresidentialEnvelopeLighting; PermitNonresidentialEnvelopeMechanical; PermitNonresidentialLighting; PermitNonresidentialLightingMechanical; PermitNonresidentialMechanical |  | Required | [8 empty] | Defines what compliance the project covers and depends on what plans will be submitted for a permit. | 2013 NR ACM 1.6.2 Scope of Compliance Calculations
PlantCoolingCapacity | PlantClgCap | decimal | Btu per h |  |  | Defaulted | [5 empty] | 0
PlantHeatingCapacity | PlantHtgCap | decimal | Btu per h |  |  | Defaulted | [5 empty] | 0
Plastering | Plastering | enumerated list |  | Aggregate - 45 lb/ft3 - 1/2 in.; Aggregate - 45 lb/ft3 - 5/8 in.; Aggregate - 45 lb/ft3 - on metal lath - 3/4 in.; Aggregate - Perlite - 1/2 in.; Aggregate - Perlite - 5/8 in.; Aggregate - Perlite - on metal lath - 3/4 in.; Concrete/Sand Aggregate - 6 in.; Gypsum plaster - 80 lb/ft3 - 1/2 in.; Gypsum plaster - 80 lb/ft3 - 5/8 in.; Gypsum plaster - on metal lath 70 lb/ft3 - 3/4 in.; Gypsum plaster - on metal lath 80 lb/ft3 - 3/4 in.; Mortar - Cement - 1 3/4 in.; Mortar - Cement - 1 in.; Perlite plaster - 25 lb/ft3 - 1/2 in.; Perlite plaster - 38 lb/ft3 - 1/2 in.; Plaster/Sand Aggregate - 1 in.; Pulpboard or paper plaster - 1/2 in.; Sand aggregate - 1/2 in.; Sand aggregate - 3/4 in.; Sand aggregate - 3/8 in.; Sand aggregate - 5/8 in.; Sand aggregate on metal lath - 3/4 in.; Stucco - 3/8 in.; Stucco - 7/8 in.; Synthetic Stucco - EIFS finish - 1 in.; Vermiculite aggregate - 45 lb/ft3 - 1/2 in.
Power | Pwr | decimal | W |  |  | Compulsory | [5 empty] | 0 |  |  |  | NRCCLTI01E
PowerNA8Default | PwrNA8Default | boolean | none |  |  | Defaulted
PowerRegulated | PwrReg | boolean | none |  |  | Defaulted | [8 empty] | Boolean flag regarding Regulated vs. Non-Regulated power for an interior lighting system. Defaults to TRUE=Regulated.
PrimarySideDaylightingControlledLightingPower | PriSideDayltgCtrlLtgPwr | decimal | W |  |  | Defaulted | [5 empty] | 0 | 1000000
PrimarySideDaylightingIlluminanceSetPoint | PriSideDayltgIllumSetpt | decimal | lux |  |  | Defaulted | [5 empty] | 0 | 10000
PrimarySideDaylightingInstalledLightingPower | PriSideDayltgInstalledLtgPwr | decimal | W |  |  | Defaulted | [5 empty] | 0 | 1000000
PrimarySidelit100PercentControlled | PriSide100PctControlled | boolean | none |  |  | Optional
PrimarySidelitDaylitArea | PriSidelitDaylitArea | decimal | ft2 | [11 empty] | The primary daylighted area is the portion that is closest to the daylighting source and receives the most illumination. | 2013 NR ACM 5.4.5
ProcessElectricalLatentFraction | ProcElecLatFrac | decimal | none |  |  | Optional
ProcessElectricalLostFraction | ProcElecLostFrac | decimal | none |  |  | Optional
ProcessElectricalRadiationFraction | ProcElecRadFrac | decimal | none |  |  | Optional
ProcessElectricalScheduleReference | ProcElecSchRef | reference | none |  |  | Optional |  | Sch | [6 empty] | Reference to a unique identification name for a schedule in a library of process electrical type
ProcessGasLatentFraction | ProcGasLatFrac | decimal | none |  |  | Optional
ProcessGasLostFraction | ProcGasLostFrac | decimal | none |  |  | Optional
ProcessGasPowerDensity | ProcGasPwrDens | decimal | Btu per h ft2 |  |  | Optional | [8 empty] | Commercial gas power density is the average power density for all commercial gas equipment, assuming constant year-round operation. | 2013 Draft NR ACM
ProcessGasRadiationFraction | ProcGasRadFrac | decimal | none |  |  | Optional | [8 empty] | The fraction of heat gain to Space to appliance energy use | 2013 Draft NR ACM
ProcessGasScheduleReference | ProcGasSchRef | reference | none |  |  | Optional |  | Sch | [6 empty] | Reference to a unique identification name for a schedule in a library of process gas type
ProjectCounty |  | enumerated list | none | Alameda; Alpine; Amador; Butte; Calaveras; Colusa; Contra Costa; Del Norte; El Dorado; Fresno; Glenn; Humboldt; Imperial; Inyo; Kern; Kings; Lake; Lassen; Los Angeles; Madera; Marin; Mariposa; Mendocino; Merced; Modoc; Mono; Monterey; Napa; Nevada; Orange; Placer; Plumas; Riverside; Sacramento; San Benito; San Bernardino; San Diego; San Francisco; San Joaquin; San Luis Obispo; San Mateo; Santa Barbara; Santa Clara; Santa Cruz; Shasta; Sierra; Siskiyou; Solano; Sonoma; Stanislaus; Sutter; Tehama; Trinity; Tulare; Tuolumne; Ventura; Yolo; Yuba | [10 empty] | CaliforniaCounty is one of the counties in the state of California and is the base property for geograpic data as well as for specific applications such as the climate zone county.
ProposedMinimumExhaustAirChangesPerHour | PropMinExhACH | decimal | ACH |  |  | Defaulted | No
ProposedMinimumExhaustFlow | PropMinExhFlow | decimal | ft3 per min |  |  | Defaulted | No
ProposedMinimumVentilationAirChangesPerHour | PropMinVentACH | decimal | ACH |  |  | Defaulted | No
ProposedMinimumVentilationFlow | PropMinVentFlow | decimal | ft3 per min |  |  | Defaulted | No
ReceptacleLatentFraction | RecptLatFrac | decimal | none |  |  | Defaulted | [7 empty] | Compliance Use value assigned is for the Space object. When this property is assigned to SpaceFunctionDefaults object, its Compliance Use value is Optional
ReceptacleLostFraction | RecptLostFrac | decimal | none |  |  | Defaulted | [7 empty] | Compliance Use value assigned is for the Space object. When this property is assigned to SpaceFunctionDefaults object, its Compliance Use value is Optional
ReceptacleRadiationFraction | RecptRadFrac | decimal | none |  |  | Defaulted | [7 empty] | Compliance Use value assigned is for the Space object. When this property is assigned to SpaceFunctionDefaults object, its Compliance Use value is Optional
ReferenceX | RefX | decimal | ft |  |  | Optional | No
ReferenceY | RefY | decimal | ft |  |  | Optional | No
ReferenceZ | RefZ | decimal | ft |  |  | Optional | No
RelocatablePublicSchoolBuilding | RelocPubSchoolBldg | boolean | none |  |  | Optional
ResidentialDHWSystemReference | ResDHWSysRef | reference | none |  |  | Optional |  |  | ResDHWSys
ResidentialFloorArea | ResFlrArea | decimal | ft2 |  |  | Defaulted | [5 empty] | 0
ResidentialHotWaterHeatingRate | ResHotWtrHtgRt | decimal | gal per h person |  |  | Optional
ResidentialSpaceDHWFeaturesReference | ResSpcDHWFeaturesRef | reference | none |  |  | Optional | No |  | ResSpcDHWFeatures
ResidentialStoryCountElectricHeat | ResStoryCntElecHt | integer | none |  |  | Optional
ResidentialStoryCountFossilHeat | ResStoryCntFossilHt | integer | none |  |  | Optional
ReturnPlenumSpaceReference | RetPlenumSpcRef | reference | none |  |  | Optional |  | Spc
RightFinAngle | RightFinAngle | decimal | deg arc |  |  | Optional
RightFinDepth | RightFinDepth | decimal | ft |  |  | Optional
RightFinDistance | RightFinDistance | decimal | ft |  |  | Optional
RightFinDistanceAbove | RightFinDistanceAbove | decimal | ft |  |  | Optional
RightFinDistanceBelow | RightFinDistanceBelow | decimal | ft |  |  | Optional
RightFinTransmittance | RightFinTrans | decimal | none |  |  | Optional
RightFinTransmittanceOption | RightFinTransOption | enumerated list | none | Constant; Scheduled |  | Optional
RightFinTransmittanceScheduleReference | RightFinTransSchRef | reference | none |  |  | Optional |  | Sch
RoofDensity | RoofDens | boolean | none |  |  | Defaulted
Roofing | Roofing | enumerated list |  | 10 PSF Roof - 1 in.; 15 PSF Roof - 1 1/2 in.; 25 PSF Roof - 2 1/2 in.; 5 PSF Roof - 1/2 in.; Asbestos or cement shingles - 3/8 in.; Asphalt - bitumen with inert fill - 100 lb/ft3 - 3/4 in.; Asphalt - bitumen with inert fill - 144 lb/ft3 - 3/4 in.; Asphalt roll roofing - 1/4 in.; Asphalt shingles - 1/4 in.; Built-up roofing - 3/8 in.; Clay tile - 1/2 in.; Light Roof - 2/5 in.; Mastic asphalt (heavy - 20% grit) - 1 in.; Metal Standing Seam - 1/16 in.; Roof Gravel - 1 in.; Roof Gravel - 1/2 in.; Slate - 1/2 in.; Tile Gap - 3/4 in.; Wood shingles - 3/4 in.; Wood shingles - plain and plastic film faced - 3/4 in.
RValue | RVal | decimal | h ft2 F per Btu |  |  | NotInput | [8 empty] | A measure of thermal resistance of a type of Material found in construction layers or Insulation in a pre-defined ConstructionAssembly. It is usually expressed in whole number units of (hr x ft2 x degrees F)/Btu but can be a decimal value e.g. JA IV 4.1.5 Wood Based Sheathing R-values | T24 Definition: THERMAL RESISTANCE (R) is the resistance of a material or building component to the passage of heat in (hr x ft² x ºF)/Btu. Usuage: T24 Table 126-A Refrigerated Warehouse Insulation; Table 149-A Insulation Requirements For Roof Alterations Joint Appendix 4 Tables evaluate insulation RValues in order to assign UFactor
ScheduleDayAllDaysReference | SchDayAllRef | reference | none |  |  | Optional |  | SchDay
ScheduleDayCoolingDesignDayReference | SchDayClgDDRef | reference | none |  |  | Optional |  | SchDay
ScheduleDayFridayReference | SchDayFriRef | reference | none |  |  | Optional |  | SchDay
ScheduleDayHeatingDesignDayReference | SchDayHtgDDRef | reference | none |  |  | Optional |  | SchDay
ScheduleDayHolidayReference | SchDayHolRef | reference | none |  |  | Optional |  | SchDay
ScheduleDayMondayReference | SchDayMonRef | reference | none |  |  | Optional |  | SchDay
ScheduleDaySaturdayReference | SchDaySatRef | reference | none |  |  | Optional |  | SchDay
ScheduleDaySundayReference | SchDaySunRef | reference | none |  |  | Optional |  | SchDay
ScheduleDayThursdayReference | SchDayThuRef | reference | none |  |  | Optional |  | SchDay
ScheduleDayTuesdayReference | SchDayTueRef | reference | none |  |  | Optional |  | SchDay
ScheduleDayWednesdayReference | SchDayWedRef | reference | none |  |  | Optional |  | SchDay
ScheduleDayWeekdaysReference | SchDayWDRef | reference | none |  |  | Optional |  | SchDay
ScheduleDayWeekendsReference | SchDayWERef | reference | none |  |  | Optional |  | SchDay
ScheduleWeekReference | SchWeekRef | reference | none |  |  | Compulsory | Yes | SchWeek |  | 53 | 53
SecondarySideDaylightingControlledLightingPower | SecSideDayltgCtrlLtgPwr | decimal | W |  |  | Defaulted | [5 empty] | 0 | 1000000
SecondarySideDaylightingControls | SecSideDayltgCtrls | boolean | none |  |  | Optional
SecondarySideDaylightingIlluminanceSetPoint | SecSideDayltgIllumSetpt | decimal | lux |  |  | Defaulted | [5 empty] | 0 | 10000
SecondarySideDaylightingInstalledLightingPower | SecSideDayltgInstalledLtgPwr | decimal | W |  |  | Defaulted | [5 empty] | 0 | 1000000
SecondarySidelit100PercentControlled | SecSide100PctControlled | boolean | none |  |  | Optional
SecondarySidelitDaylitArea | SecondarySidelitDaylitArea | decimal | ft2 | [11 empty] | The secondary daylighted area is an area farther from the daylighting source, but still receives useful daylight. | 2013 NR ACM 5.4.5
ShadingCredit | ShdgCred | boolean | none |  |  | Required
SHGC | SHGC | decimal | none |  |  | CondRequired | [8 empty] | The ratio of the solar heat gain entering a space, through the subject fenestration product, to the incident solar radiation. Solar heat gain includes directly transmitted solar heat and absorbed solar radiation which is then re-radiated, conducted or convected into the space. often referred to as SHGC. | SOLAR HEAT GAIN COEFFICIENT (SHGC) is the ratio of the solar heat gain entering the space through the fenestration area to the incident solar radiation. Solar heat gain includes directly transmitted solar heat and absorbed solar radiation, which is then re-radiated, conducted, or convected into the space. 2013 NR ACM Fenestration Construction includes Solar Heat Gain Coefficient as an attribute.
SHGCCenterOfGlass | SHGCCOG | decimal | none |  |  | CondRequired | [8 empty] | The ratio of the solar heat gain entering a space, through the subject fenestration product, to the incident solar radiation. Solar heat gain includes directly transmitted solar heat and absorbed solar radiation which is then re-radiated, conducted or convected into the space. often referred to as SHGC.
SHWFluidSegmentReference | SHWFluidSegRef | reference | none |  |  | Optional |  |  | FluidSys
SIPSFloor | SIPS Floor | enumerated list |  | SIPS - Crawl Space - R22 - Double 2x Spline - 6 1/2 in.; SIPS - Crawl Space - R22 - I Joist Spline - 6 1/2 in.; SIPS - Crawl Space - R22 - Single 2x Spline - 6 1/2 in.; SIPS - Crawl Space - R28 - Double 2x Spline - 8 1/4 in.; SIPS - Crawl Space - R28 - I Joist Spline - 8 1/4 in.; SIPS - Crawl Space - R28 - Single 2x Spline - 8 1/4 in.; SIPS - Crawl Space - R33 - Double 2x Spline - 6 1/2 in.; SIPS - Crawl Space - R33 - I Joist Spline - 6 1/2 in.; SIPS - Crawl Space - R33 - Single 2x Spline - 6 1/2 in.; SIPS - Crawl Space - R36 - Double 2x Spline - 10 1/4 in.; SIPS - Crawl Space - R36 - I Joist Spline - 10 1/4 in.; SIPS - Crawl Space - R36 - Single 2x Spline - 10 1/4 in.; SIPS - No Crawl Space - R22 - Double 2x Spline - 6 1/2 in.; SIPS - No Crawl Space - R22 - I Joist Spline - 6 1/2 in.; SIPS - No Crawl Space - R22 - Single 2x Spline - 6 1/2 in.; SIPS - No Crawl Space - R28 - Double 2x Spline - 8 1/4 in.; SIPS - No Crawl Space - R28 - I Joist Spline - 8 1/4 in.; SIPS - No Crawl Space - R28 - Single 2x Spline - 8 1/4 in.; SIPS - No Crawl Space - R33 - Double 2x Spline - 6 1/2 in.; SIPS - No Crawl Space - R33 - I Joist Spline - 6 1/2 in.; SIPS - No Crawl Space - R33 - Single 2x Spline - 6 1/2 in.; SIPS - No Crawl Space - R36 - Double 2x Spline - 10 1/4 in.; SIPS - No Crawl Space - R36 - I Joist Spline - 10 1/4 in.; SIPS - No Crawl Space - R36 - Single 2x Spline - 10 1/4 in.
SIPSRoof | SIPSRoof | enumerated list |  | SIPS - R14 - Metal Spline - 48 in.; SIPS - R22 - Double 2x Spline - 6 1/2 in.; SIPS - R22 - I joist Spline - 6 1/2 in.; SIPS - R22 - Metal Spline - 48 in.; SIPS - R22 - OSB Spline - 6 1/2 in.; SIPS - R22 - Single 2x Spline - 6 1/2 in.; SIPS - R28 - Double 2x Spline - 8 1/2 in.; SIPS - R28 - I joist Spline - 8 1/2 in.; SIPS - R28 - Metal Spline - 48 in.; SIPS - R28 - OSB Spline - 8 1/2 in.; SIPS - R28 - Single 2x Spline - 8 1/2 in.; SIPS - R33 - Double 2x Spline - 6 1/2 in.; SIPS - R33 - I joist Spline - 6 1/2 in.; SIPS - R33 - OSB Spline - 6 1/2 in.; SIPS - R33 - Single 2x Spline - 6 1/2 in.; SIPS - R36 - Double 2x Spline - 10 1/4 in.; SIPS - R36 - I joist Spline - 10 1/4 in.; SIPS - R36 - Metal Spline - 48 in.; SIPS - R36 - OSB Spline - 10 1/4 in.; SIPS - R36 - Single 2x Spline - 10 1/4 in.; SIPS - R44 - Double 2x Spline - 12 1/4 in.; SIPS - R44 - I joist Spline - 12 1/4 in.; SIPS - R44 - OSB Spline - 12 1/4 in.; SIPS - R44 - Single 2x Spline - 12 1/4 in.; SIPS - R55 - Double 2x Spline - 10 1/4 in.; SIPS - R55 - I joist Spline - 10 1/4 in.; SIPS - R55 - OSB Spline - 10 1/4 in.; SIPS - R55 - Single 2x Spline - 10 1/4 in.
SIPSWall | SIPSWall | enumerated list |  | SIPS - R14 - Double 2x Spline - 4 1/2 in.; SIPS - R14 - I joist Spline - 4 1/2 in.; SIPS - R14 - OSB Spline - 4 1/2 in.; SIPS - R14 - Single 2x Spline - 4 1/2 in.; SIPS - R18 - Double 2x Spline - 4 1/2 in.; SIPS - R18 - I joist Spline - 4 1/2 in.; SIPS - R18 - OSB Spline - 4 1/2 in.; SIPS - R18 - Single 2x Spline - 4 1/2 in.; SIPS - R22 - Double 2x Spline - 6 1/2 in.; SIPS - R22 - I joist Spline - 6 1/2 in.; SIPS - R22 - OSB Spline - 6 1/2 in.; SIPS - R22 - Single 2x Spline - 6 1/2 in.; SIPS - R28 - Double 2x Spline - 8 1/4 in.; SIPS - R28 - I joist Spline - 8 1/4 in.; SIPS - R28 - OSB Spline - 8 1/4 in.; SIPS - R28 - Single 2x Spline - 8 1/4 in.; SIPS - R33 - Double 2x Spline - 6 1/2 in.; SIPS - R33 - I joist Spline - 6 1/2 in.; SIPS - R33 - OSB Spline - 6 1/2 in.; SIPS - R33 - Single 2x Spline - 6 1/2 in.; SIPS - R36 - Double 2x Spline - 10 1/4 in.; SIPS - R36 - I joist Spline - 10 1/4 in.; SIPS - R36 - OSB Spline - 10 1/4 in.; SIPS - R36 - Single 2x Spline - 10 1/4 in.; SIPS - R44 - Double 2x Spline - 12 1/4 in.; SIPS - R44 - I joist Spline - 12 1/4 in.; SIPS - R44 - OSB Spline - 12 1/4 in.; SIPS - R44 - Single 2x Spline - 12 1/4 in.; SIPS - R55 - Double 2x Spline - 10 1/4 in.; SIPS - R55 - I joist Spline - 10 1/4 in.; SIPS - R55 - OSB Spline - 10 1/4 in.; SIPS - R55 - Single 2x Spline - 10 1/4 in.
SkyClearness | SkyClear | decimal | none |  |  | Required | [8 empty] | This is a decmial value denoting the clearness used in the design day simulation
SkylightCurb | SkyltCurb | enumerated list | none | CurbMounted; DeckMounted |  | CondRequired | [8 empty] | Curb or No Curb. For selection of NA-6 properties | Tables 143 A/B assign U Factor dependent on whether the skylight is mounted on a curb or directly on the roof. 2013 NR ACM Fenestration Type (Skylights) includes whether the skylight has a curb or not. 2013 Title 24 Part 6 Table NA6-5
SkylightGlazing | SkyltGlz | enumerated list | none | Glass; Plastic |  | CondRequired | [8 empty] | Used in selection of baseline properties
SkylightRequirementException | SkyltReqExcpt | enumerated list | none | Auditorium; Church; ExistingWalls; FutureCeilings; FutureWalls; MovieTheater; Museum; RefrigeratedWarehouse |  | CondRequired | [7 empty] | Required when Spc:SkyltReqExcptFrac > 0, else NotInput
SkylightRequirementExceptionArea | SkyltReqExcptArea | decimal | ft2 |  |  | CondRequired | [5 empty] | 0 | 1000000
SkylightRequirementExceptionFraction | SkyltReqExcptFrac | decimal | none |  |  | Defaulted
Skylit100PercentControlled | Skylit100PctControlled | binary | none |  |  | Optional
SkylitDaylightingControlledLightingPower | SkylitDayltgCtrlLtgPwr | decimal | W |  |  | Defaulted | [5 empty] | 0 | 1000000
SkylitDaylightingIlluminanceSetPoint | SkylitDayltgIllumSetpt | decimal | lux |  |  | Defaulted | [5 empty] | 0 | 10000
SkylitDaylightingInstalledLightingPower | SkylitDayltgInstalledLtgPwr | decimal | W |  |  | Defaulted | [5 empty] | 0 | 1000000
SlabInsulationOrientation | SlabInsOrientation | enumerated list | none | 12inHorizontal; 12inVertical; 24inHorizontal; 24inVertical; 36inHorizontal; 36inVertical; 48inHorizontal; 48inVertical; FullyInsulatedSlab; HorizontalAndVertical; None |  | Optional | [8 empty] | The location and extent of slab-on-grade floor insulation | 2013 NACM-5.5.9
SlabInsulationThermalResistance | SlabInsThrmlR | enumerated list | none | R0; R10; R15; R20; R25; R30; R35; R40; R45; R5; R50; R55; R7_5 |  | Optional | [8 empty] | The rated R-value of slab-on-grade floor insulation. | CF1R-PRF
SlabType | SlabType | enumerated list | none | HeatedSlabBelowGrade; HeatedSlabOnGrade; UnheatedSlabBelowGrade; UnheatedSlabOnGrade |  | Optional | [8 empty] | The classifications for floors in contact with the ground. | 2013 NACM-5.5.9
SolarReflectance | SolRefl | decimal | none |  |  | Optional | [8 empty] | From E+ Input/Output Ref:The diffuse solar reflectance of the unglazed part of the shading surface (default = 0.2). This reflectance is assumed to be the same for beam-to-diffuse and diffuse-to-diffuse reflection. Beam-to-diffuse reflection is assumed to be independent of angle of incidence of beam radiation. Diffuse-to-diffuse reflection is assumed to be independent of angular distribution of the incident of diffuse radiation. The outgoing diffuse radiation is assumed to be isotropic (hemispherically uniform). The sum of this reflectance and the shading surface transmittance should be less than or equal to 1.0. | 2013 NR ACM 5.5.7
SpaceFunction | SpcFunc | enumerated list | none | Aging Eye/Low-vision (Corridor Area); Aging Eye/Low-vision (Dining); Aging Eye/Low-vision (Lounge/Waiting Area); Aging Eye/Low-vision (Main Entry Lobby ); Aging Eye/Low-vision (Multipurpose Room); Aging Eye/Low-vision (Religious Worship Area); Aging Eye/Low-vision (Restroom); Aging Eye/Low-vision (Stairwell); All other; Audience Seating Area; Auditorium Area; Auto Repair / Maintenance Area; Beauty Salon Area; Civic Meeting Place Area; Classroom, Lecture, Training, Vocational Areas; Commercial/Industrial Storage (Shipping & Handling); Commercial/Industrial Storage (Warehouse); Commercial/Industrial Storage Areas (Refrigerated); Computer Room; Concourse and Atria Area; Convention, Conference, Multipurpose and Meeting Area; Copy Room; Corridor Area; Dining Area (Bar/Lounge and Fine Dining Area); Dining Area (Cafeteria/Fastfood); Dining Area (Family and Leisure); Electrical, Mechanical, Telephone Rooms; Exercise/Fitness Center and Gymnasium Areas; Financial Transaction Area; Food Service - Bars, cocktail lounges; Food Service - Restaurant dining rooms; General /Commercial & Industrial Work Area (High Bay); General /Commercial &Industrial Work Area (Low Bay); General/Commercial & Industrial Work Area (Precision); Healthcare Facility and Hospitals (Exam/Treatment Room); Healthcare Facility and Hospitals (Imaging Room); Healthcare Facility and Hospitals (Medical Supply Room); Healthcare Facility and Hospitals (Nurse's Station); Healthcare Facility and Hospitals (Nursery); Healthcare Facility and Hospitals (Operating Room); Healthcare Facility and Hospitals (Patient Room); Healthcare Facility and Hospitals (Physical Therapy Room); Healthcare Facility and Hospitals (Recovery Room); High-Rise Residential Living Spaces; Hotel Function Area; Hotel/Motel Guest Room; Kitchen/Food Preparation Area; Kitchenette or Residential Kitchen; Laundry Area; Library (Reading Area); Library (Stacks Area); Locker Room; Lounge, Breakroom, or Waiting Area; Main Entry Lobby; Museum Area (Exhibition/Display); Museum Area (Restoration Room); Office Area (Open plan office); Office Area (greater than 250 square feet); Office Area (less than 250 square feet); Parking Garage Area (Parking Zone); Parking Garage Area (Daylight Adaptation Zones); Parking Garage Area (Dedicated Ramps); Pharmacy Area; Religious Worship Area; Restrooms; Retail - Coin-operated laundries; Retail - Mall common areas; Retail Sales Area (Fitting Room); Retail Sales Area (Grocery Sales); Retail Sales Area (Retail Merchandise Sales); Scientific Laboratory Area; Sports Arena - Playing Area (2,000 - 5,000 Spectators); Sports Arena - Playing Area (Recreational); Sports Arena - Playing Area (greater than 5,000 Spectators); Sports Arena - Playing Area (less than 2,000 Spectators); Stairwell; Theater Area (Motion Picture); Theater Area (Performance); Transportation Function (Baggage Area); Transportation Function (Ticketing Area); Unleased Tenant Area; Unoccupied-Exclude from Gross Floor Area; Unoccupied-Include in Gross Floor Area; Videoconferencing Studio; Waiting Area |  | Compulsory | [8 empty] | One of a list of occupancies assigned to the OccupancyArea | Title 24 Part 6 has definitions for occupancy types listed in the definitions in Section 101 under Nonresidential Function Area Or Type Of Use. Many of these types are used in lighting tables to assign values to rule targets such as lighting power adjustment factor. 2008 NR ACM has Tables N2-5 and N2-6 that use occupancy types for loads and schedules. 2013 NR ACM Appendix A has space-by-space occupancy types.
SpaceFunctionDefaultsReference | SpcFuncDefaultsRef | reference | none |  |  | Optional | [8 empty] | Reference to a unique SpaceFunctionDefaults object name
SpaceWaterHeaterReference | WtrHterRef | reference | none | [5 empty] | WtrHtr
SpandrelPanels | SpandrelPanels | enumerated list |  | Aluminum w/ Thrml Break - Double glass with no low e - No Ins.; Aluminum w/ Thrml Break - Double glass with no low e - R10 Ins.; Aluminum w/ Thrml Break - Double glass with no low e - R15 Ins.; Aluminum w/ Thrml Break - Double glass with no low e - R20 Ins.; Aluminum w/ Thrml Break - Double glass with no low e - R25 Ins.; Aluminum w/ Thrml Break - Double glass with no low e - R30 Ins.; Aluminum w/ Thrml Break - Double glass with no low e - R4 Ins.; Aluminum w/ Thrml Break - Double glass with no low e - R7 Ins.; Aluminum w/ Thrml Break - Single glass pane. stone. or metal pane - No Ins.; Aluminum w/ Thrml Break - Single glass pane. stone. or metal pane - R10 Ins.; Aluminum w/ Thrml Break - Single glass pane. stone. or metal pane - R15 Ins.; Aluminum w/ Thrml Break - Single glass pane. stone. or metal pane - R20 Ins.; Aluminum w/ Thrml Break - Single glass pane. stone. or metal pane - R25 Ins.; Aluminum w/ Thrml Break - Single glass pane. stone. or metal pane - R30 Ins.; Aluminum w/ Thrml Break - Single glass pane. stone. or metal pane - R4 Ins.; Aluminum w/ Thrml Break - Single glass pane. stone. or metal pane - R7 Ins.; Aluminum w/ Thrml Break - Triple or low e glass - No Ins.; Aluminum w/ Thrml Break - Triple or low e glass - R10 Ins.; Aluminum w/ Thrml Break - Triple or low e glass - R15 Ins.; Aluminum w/ Thrml Break - Triple or low e glass - R20 Ins.; Aluminum w/ Thrml Break - Triple or low e glass - R25 Ins.; Aluminum w/ Thrml Break - Triple or low e glass - R30 Ins.; Aluminum w/ Thrml Break - Triple or low e glass - R4 Ins.; Aluminum w/ Thrml Break - Triple or low e glass - R7 Ins.; Aluminum w/out Thrml Break - Single glass pane. stone. or metal pane - R25 Ins.; Aluminum w/out Thrml Break - Single glass pane. stone. or metal pane - R30 Ins.; Aluminum w/out Thrml Break - Single glass pane. stone. or metal pane - R4 Ins.; Aluminum w/out Thrml Break - Single glass pane. stone. or metal pane - R7 Ins.; Aluminum w/out Thrml Break - Triple or low e glass - No Ins.; Aluminum w/out Thrml Break - Triple or low e glass - R10 Ins.; Aluminum w/out Thrml Break - Triple or low e glass - R15 Ins.; Aluminum w/out Thrml Break - Triple or low e glass - R20 Ins.; Aluminum w/out Thrml Break - Triple or low e glass - R25 Ins.; Aluminum w/out Thrml Break - Triple or low e glass - R30 Ins.; Aluminum w/out Thrml Break - Triple or low e glass - R4 Ins.; Aluminum w/out Thrml Break - Triple or low e glass - R7 Ins.; Continuous Ins. - Double glass with no low e coatings - No Ins.; Continuous Ins. - Double glass with no low e coatings - R10 Ins.; Continuous Ins. - Double glass with no low e coatings - R15 Ins.; Continuous Ins. - Double glass with no low e coatings - R20 Ins.; Continuous Ins. - Double glass with no low e coatings - R25 Ins.; Continuous Ins. - Double glass with no low e coatings - R30 Ins.; Continuous Ins. - Double glass with no low e coatings - R4 Ins.; Continuous Ins. - Double glass with no low e coatings - R7 Ins.; Continuous Ins. - Single glass pane. stone. or metal pane - No Ins.; Continuous Ins. - Single glass pane. stone. or metal pane - R10 Ins.; Continuous Ins. - Single glass pane. stone. or metal pane - R15 Ins.; Continuous Ins. - Single glass pane. stone. or metal pane - R20 Ins.; Continuous Ins. - Single glass pane. stone. or metal pane - R25 Ins.; Continuous Ins. - Single glass pane. stone. or metal pane - R30 Ins.; Continuous Ins. - Single glass pane. stone. or metal pane - R4 Ins.; Continuous Ins. - Single glass pane. stone. or metal pane - R7 Ins.; Continuous Ins. - Triple or low e glass - No Ins.; Continuous Ins. - Triple or low e glass - R10 Ins.; Continuous Ins. - Triple or low e glass - R15 Ins.; Continuous Ins. - Triple or low e glass - R20 Ins.; Continuous Ins. - Triple or low e glass - R25 Ins.; Continuous Ins. - Triple or low e glass - R30 Ins.; Continuous Ins. - Triple or low e glass - R4 Ins.; Continuous Ins. - Triple or low e glass - R7 Ins.; Structural Glazing - Double glass with no low e coatings - No Ins.; Structural Glazing - Double glass with no low e coatings - R10 Ins.; Structural Glazing - Double glass with no low e coatings - R15 Ins.; Structural Glazing - Double glass with no low e coatings - R20 Ins.; Structural Glazing - Double glass with no low e coatings - R25 Ins.; Structural Glazing - Double glass with no low e coatings - R30 Ins.; Structural Glazing - Double glass with no low e coatings - R4 Ins.; Structural Glazing - Double glass with no low e coatings - R7 Ins.; Structural Glazing - Single glass pane. stone. or metal pane - No Ins.; Structural Glazing - Single glass pane. stone. or metal pane - R10 Ins.; Structural Glazing - Single glass pane. stone. or metal pane - R15 Ins.; Structural Glazing - Single glass pane. stone. or metal pane - R20 Ins.; Structural Glazing - Single glass pane. stone. or metal pane - R25 Ins.; Structural Glazing - Single glass pane. stone. or metal pane - R30 Ins.; Structural Glazing - Single glass pane. stone. or metal pane - R4 Ins.; Structural Glazing - Single glass pane. stone. or metal pane - R7 Ins.; Structural Glazing - Triple or low e glass - No Ins.; Structural Glazing - Triple or low e glass - R10 Ins.; Structural Glazing - Triple or low e glass - R15 Ins.; Structural Glazing - Triple or low e glass - R20 Ins.; Structural Glazing - Triple or low e glass - R25 Ins.; Structural Glazing - Triple or low e glass - R30 Ins.; Structural Glazing - Triple or low e glass - R4 Ins.; Structural Glazing - Triple or low e glass - R7 Ins.
SpecificationMethod | SpecMthd | enumerated list | none | Date; First; Fourth; Last; Second; Third |  | Required
Status | Status | enumerated list | none | Altered; Existing; Future; New |  | Required | [8 empty] | Defines if a construction or equipment is new, existing, modified, removed. Standards such as efficiency standards may not apply if a construction or equipment in a project is existing. equipment may be moved and reinstalled in the project.
Status | Status | enumerated list | none | Altered; Existing; New |  | Required | [8 empty] | Status of a component in an existing alteration and addition (EAA)project
Status | Status | enumerated list | none | Existing; New |  | Required | [8 empty] | Defines if a construction or equipment is new, existing, modified, removed. Standards such as efficiency standards may not apply if a construction or equipment in a project is existing. equipment may be moved and reinstalled in the project.
StrawBaleWall | StrawBaleWall | enumerated list |  | Straw Bale - Int and Ext Stucco - 18 in.
SupplyPlenumSpaceReference | SupPlenumSpcRef | reference | none |  |  | Optional |  | Spc
ThermalZoneReference | ThrmlZnRef | reference | none |  |  | Required |  |  | ThrmlZn | [5 empty] | This is a reference to the thermal zone that serves a given space.
Tilt | Tilt | decimal | deg arc |  |  | CondRequired | [7 empty] | Required when Proj:GeometryInpType = 'Simplified', else NotInput | The angle of inclination of a planar surface to the horizontal. Units: degrees Tilt is an attribute of Spatial Attitude that is part of the definition of the Surface Geometry for Exterior Wall and Roof. It is also used to define the tilt angle of a photovoltaic array. | Usually the term slope is used to mean Tilt in the Standards
TiltInput | TiltInp | enumerated list | none | deg; pitch |  | Defaulted | No | [8 empty] | CF2R-PVB-01-E, CBECC NR
TimeDependentValuation | TDV | decimal | Btu
TimeZone | TimeZn | integer | none |  |  | Optional | [8 empty] | This is the international time zone value for the project, which for California Title 24 projects will be -8
TotalConditionedVolume | TotCondVol | decimal | ft3 |  |  | Defaulted | [5 empty] | 1
TotalFloorArea | TotFlrArea | decimal | ft2 |  |  | Defaulted | [5 empty] | 1 |  |  | BuildlingGrossTotalFloorArea is the gross floor area of the building measured from exterior surface to exterior surface and including all reas inside the building envelope. | 2013 Title 24 Section 140 (c) Calculation of Allowed Indoor Lighting Power Density 1. Complete Building Method involves the entire building which is defined as including all conditioned and unconditioned space which a building permit is sought plus any conditioned and unconditioned space of the existing structure when applying lighting compliance to the complete building. 2013 NR ACM 5.2.2 Baseline Standard Building Classification discusses use of the Complete Building Method
TotalStoryCount | TotStoryCnt | integer | none |  |  | Required | [5 empty] | 1 |  |  | The total number of stories in a building and includes both above grade stories and any below grade stories. | 2013 NR ACM
TotalStoryCountAltered | TotStoryCntAltered | integer | none |  |  | Optional | [5 empty] | 0 |  |  | The total number of altered stories in an alterations/additions building and includes both above grade stories and any below grade stories. | 2013 NR ACM
TotalStoryCountExisting | TotStoryCntExisting | integer | none |  |  | Optional | [5 empty] | 0 |  |  | The total number of existing stories in an alterations/additions building and includes both above grade stories and any below grade stories. | 2013 NR ACM
TotalStoryCountNew | TotStoryCntNew | integer | none |  |  | Optional | [5 empty] | 0 |  |  | The total number of new stories in an alterations/additions building and includes both above grade stories and any below grade stories. | 2013 NR ACM
TotalUnconditionedFloorArea | TotUncondFlrArea | decimal | ft2 |  |  | NotInput | [8 empty] | All unconditioned floor area in the Building project. It can be derived by summing Zone Floor Area of all Zones with Space Conditioning Type set to Unconditioned | 2008 NR ACM 5.7.1.1: The total floor area of enclosed unconditioned space in the building. Used to describe compliance documentation necessary for additions when meeting the indoor lighting requirements of the Nonresidential Standards.
Transmittance | Trans | decimal | none |  |  | Optional
TransmittanceOption | TransOption | enumerated list | none | Constant; Scheduled |  | Defaulted
TransmittanceScheduleReference | TransSchRef | reference | none |  |  | Optional |  | Sch | [6 empty] | A schedule of type Fraction which defines the hourly transmittance of the shading object. | 2013 NR ACM 5.5.7
Type | Type | enumerated list | none | Fraction; OnOff; Temperature; ThrmlEngyStorMode |  | Compulsory | [8 empty] | A list of schedule control mechanisms
Type | Type | enumerated list | none | Cooling; Heating |  | Required | [9 empty] | 2013 NR ACM section 5.2.3 Geographic and Climate Data Design Day Data
Type | Type | enumerated list | none | InsulatedSingleLayerSectionalMetal; InsulatedSwingingMetal; UninsulatedDoubleLayerMetal; UninsulatedSingleLayerMetal; UninsulatedSingleLayerRollupMetal; WoodOther; WoodThick |  | Required | [9 empty] | 2013 Joint Appendix JA4 Table 4.5.1 Opaque Doors
Type | Type | enumerated list | none | ThrmlEngyStorMode |  | Compulsory | No
UFactor | UFactor | decimal | Btu per h ft2 F |  |  | Optional | [8 empty] | The overall coefficient of thermal transmittance through a layer or construction assembly. It includes air film resistance at both surfaces. | T24 Part 6 definition: U-FACTOR is the overall coefficient of thermal transmittance of a construction assembly, in Btu/(hr x ft² x ºF). Used in table 143 and JA 4 tables of construction assemblies
UFactor | UFactor | decimal | Btu per h ft2 F |  |  | CondRequired | [5 empty] | 0 | 2.5 |  | The overall coefficient of thermal transmittance through a layer or construction assembly. It includes air film resistance at both surfaces. | T24 Part 6 definition: U-FACTOR is the overall coefficient of thermal transmittance of a construction assembly, in Btu/(hr x ft² x ºF). Used in table 143 and JA 4 tables of construction assemblies
UFactorCenterOfGlass | UFactorCOG | decimal | Btu per h ft2 F |  |  | CondRequired | [8 empty] | The overall coefficient of thermal transmittance through glass of a fenestration product.
VentilationAirChangesPerHour | VentACH | decimal | ft3 per min |  |  | Optional | [7 empty] | Compliance Use shown here is for Space. When this property is used in SpaceFunctionDefaults, Compliance Use is Defaulted.
VentilationFlow | VentFlow | decimal | ft3 per min |  |  | Defaulted | No
VentilationPerArea | VentPerArea | decimal | ft3 per min ft2 |  |  | Defaulted
VentilationPerPerson | VentPerPerson | decimal | ft3 per min person |  |  | Defaulted
VentilationPerSpace | VentPerSpc | decimal | ft3 per min |  |  | Optional
VentilationSpaceFunction | VentSpcFunc | enumerated list | none | Assembly - Audience seating area; Assembly - Courtrooms; Assembly - Legislative Chambers; Assembly - Libraries (reading rooms and stack areas); Assembly - Lobbies; Assembly - Museums (childrens); Assembly - Museums/galleries; Assembly - Places of religious worship; Education - Art classroom; Education - Classrooms (ages 5-8); Education - Classrooms (ages 9-18); Education - Computer lab; Education - Daycare (through age 4); Education - Daycare sickroom; Education - Lecture hall (fixed seats); Education - Lecture/postsecondary classroom; Education - Media center; Education - Metal shop; Education - Multiuse assembly; Education - Music/theater/dance; Education - Wood shop; Exhaust - All other locker rooms; Exhaust - Arenas; Exhaust - AutoRepairRoom; Exhaust - Cell with toilet; Exhaust - Copy, printing rooms; Exhaust - Darkrooms; Exhaust - Janitor closets, trash rooms, recycling; Exhaust - Kitchenettes; Exhaust - Locker rooms for athletic or industrial facilities; Exhaust - Paint spray booths; Exhaust - Parking garages; Exhaust - Refrigerating machinery rooms; Exhaust - Shower rooms; Exhaust - Soiled laundry storage rooms; Exhaust - Storage rooms, chemical; Exhaust - Toilets, private; Exhaust - Toilets, public; Exhaust - Woodwork shop/classrooms; Food Service - Bars, cocktail lounges; Food Service - Cafeteria/fast-food diningCafeteria/Fastfood); Food Service - Kitchen (cooking); Food Service - Restaurant dining rooms; General - Break rooms; General - Coffee Stations; General - Conference/meeting; General - Corridors; General - Occupiable storage rooms for liquids or gels; General - Unoccupied; Lodging - Barracks sleeping areas; Lodging - Bedroom/living room; Lodging - Laundry rooms within dwelling units; Lodging - Lobbies/pre-function; Lodging - Multipurpose assembly; Misc - All others; Misc - Bank vaults/safe deposit; Misc - Banks or bank lobbies; Misc - Computer (not printing); Misc - Freezer and refrigerated spaces (less than 50F); Misc - General manufacturing (excludes heavy industrial and process using chemicals); Misc - Pharmacy (preparation area); Misc - Photo studios; Misc - Shipping/receiving; Misc - Sorting, packing, light assembly; Misc - Telephone closets; Misc - Transportation waiting; Misc - Warehouses; NA; Office - Breakrooms; Office - Main entry lobbies; Office - Occupiable storage rooms for dry materials; Office - Office space; Office - Reception areas; Office - Telephone/data entry; Residential - Common corridors; Retail - Barbershop; Retail - Beauty and nail salons; Retail - Coin-operated laundries; Retail - Mall common areas; Retail - Pet shops (animal areas); Retail - Sales; Retail - Supermarket; Sports/Entertainment - Bowling alley (seating); Sports/Entertainment - Disco/dance floors; Sports/Entertainment - Gambling casinos; Sports/Entertainment - Game arcades; Sports/Entertainment - Gym, sports arena (play area); Sports/Entertainment - Health club/aerobics room; Sports/Entertainment - Health club/weight rooms; Sports/Entertainment - Spectator areas; Sports/Entertainment - Stages, studios; Sports/Entertainment - Swimming (deck); Sports/Entertainment - Swimming (pool) |  | Defaulted
VeryValuableDisplayDescription | VeryValDispDesc | string | none |  |  | Optional | [9 empty] | NRCCLTI01E
VisibleReflectance | VisRefl | decimal | none |  |  | Optional | [8 empty] | From E+ Input/Output Ref:The diffuse visible reflectance of the unglazed part of the shading surface (default = 0.2). This reflectance is assumed to be the same for beam-to-diffuse and diffuse-to-diffuse reflection. Beam-to-diffuse reflection is assumed to be independent of angle of incidence of beam radiation. Diffuse-to-diffuse reflection is assumed to be independent of angular distribution of the incident of diffuse radiation. The outgoing diffuse radiation is assumed to be isotropic (hemispherically uniform). This value if used only for the daylighting calculation (ref: Daylighting:Controls). The sum of this reflectance and the shading surface transmittance should be less than or equal to 1.0. | 2013 NR ACM 5.5.7
VisibleTransmittance | VT | decimal | none |  |  | CondRequired | [8 empty] | The fraction of incident visible radiation that is transmitted by the material. Visible radiation includes only a sub-range of solar radiation and excludes infrared and ultraviolet wavelengths. | 2088 NR ACM only refers to VT in the section5, Reference Method Comparison Tests. Title 24 part 6 has only a definition for the term but never explicitly applies it. 2013 NR ACM Table 50 – Baseline Building Criteria for Vertical Glazing for 90.1 2001 referred to as VT.
VisibleTransmittanceCenterOfGlass | VTCOG | decimal | none |  |  | CondRequired | [8 empty] | The fraction of incident visible radiation that is transmitted by the material. Visible radiation includes only a sub-range of solar radiation and excludes infrared and ultraviolet wavelengths. | 2088 NR ACM only refers to VT in the section5, Reference Method Comparison Tests. Title 24 part 6 has only a definition for the term but never explicitly applies it. 2013 NR ACM Table 50 – Baseline Building Criteria for Vertical Glazing for 90.1 2001 referred to as VT.
Volume | Vol | decimal | ft3 |  |  | Required | [8 empty] | The measurement of space or object calculated by multiplying the three dimensions of the space: length, width, and height.
WeatherStation | WeatherStation | enumerated list | none | ALTURAS_725958; ARCATA_725945; BAKERSFIELD_723840; BISHOP_724800; BLUE-CANYON_725845; BLYTHE-RIVERSIDE-CO_747188; BURBANK-GLENDALE_722880; CAMARILLO_723926; CAMP-PENDLETON_722926; CARLSBAD_722927; CHINA-LAKE_746120; CHINO_722899; CONCORD_724936; CRESCENT-CITY_725946; DAGGETT-BARSTOW_723815; EDWARDS-AFB_723810; EL-CENTRO_722810; EUREKA_725940; FAIRFLD-TRAVIS-AFB_745160; FRESNO_723890; FULLERTON_722976; HAWTHORNE-NORTHROP-FLD_722956; HAYWARD_724935; IMPERIAL-BEACH_722909; IMPERIAL_747185; INYOKERN_723826; LANCASTER_723816; LEMOORE_747020; LIVERMORE_724927; LOMPOC_722895; LONG-BEACH_722970; LOS-ALAMITOS_722975; LOS-ANGELES-DOWNTOWN_722874; LOS-ANGELES-INTL_722950; MARYSVILLE_BEALE_AFB724837; MERCED_724815; MODESTO_724926; MOJAVE_722953; MONTAGUE-SISKIYOU-CO_725955; MONTEREY_724915; MOUNT-SHASTA_725957; NAPA-CO_724955; NEEDLES_723805; OAKLAND_724930; OXNARD_723927; PALM-SPRINGS-INTL_722868; PALM-SPRINGS-THERMAL_747187; PALMDALE_723820; PALO-ALTO_724937; PASO-ROBLES_723965; POINT-MUGU_723910; PORTERVILLE_723895; RED-BLUFF_725910; REDDING_725920; RIVERSIDE-MARCH-AFB_722860; RIVERSIDE_722869; SACRAMENTO-EXECUTIVE_724830; SACRAMENTO-METRO_724839; SALINAS_724917; SAN-CARLOS_724938; SAN-CLEMENTE-IS_722925; SAN-DIEGO-GILLESPIE_722907; SAN-DIEGO-LINDBERGH_722900; SAN-DIEGO-MONTGOMER_722903; SAN-DIEGO-NORTH-IS_722906; SANDBERG_723830; SANTA-ANA_722977; SANTA-BARBARA_723925; SANTA-MARIA_723940; SANTA-MONICA_722885; SANTA-ROSA_724957; SOUTH-LAKE-TAHOE_725847; STOCKTON_724920; TORRANCE_722955; TRUCKEE-TAHOE_725846; TWENTYNINE-PALMS_690150; UKIAH_725905; VAN-NUYS_722886; VANDENBERG-AFB_723930; VISALIA_723896; YUBA-CO_724838 |  | Required | [8 empty] | 86 different weather stations that provide weather data for different climate zones.
WeatherStationNumber | WeatherStationNum | integer | none |  |  | Optional | [8 empty] | A numeric value for each of the 86 weather stations used for table lookup
WholeBuildingModeled | WholeBldgModeled | boolean | none |  |  | Defaulted | [9 empty] | 2013 NR ACM
WholePlantModeled | WholePlantModeled | boolean | none |  |  | Defaulted | No
Width | Wd | decimal | ft |  |  | CondRequired | [7 empty] | Required when GeometryInpType = Simplified and window shades specified, else NotInput; PVArray Height is Optional | The shorter of the two dimensions of a horizontal rectangular surface or the horizontal extent of a vertical rectangular surface Units: feet | The Standards use length and width interchangeably. For example the Display Perimeter which is the horizontal dimension of a vertical surface is defined as the length of an exterior wall, but the horizontal dimension for window which is also a vertical surface is referred to as width.
WindDirection | WindDirection | decimal | deg arc |  |  | Required | [9 empty] | 2013 NR ACM section 5.2.3 Geographic and Climate Data Weather Data for Simulation
WindowDivider | WinDivider | enumerated list | none | - n/a -; DividerBetwnPanesGreaterThanOrEqualTo7_16in; DividerBetwnPanesLessThan7_16in; NoDivider; TrueDividedLite |  | CondRequired | [8 empty] | Used in selection of default properties
WindowReference | WinRef | reference | none |  |  | Optional | No | Win
WindSpeed | WindSpd | decimal | mph |  |  | Required | [9 empty] | 2013 NR ACM section 5.2.3 Geographic and Climate Data Weather Data for Simulation
Woods | Woods | enumerated list |  | Hardwood - 1 in.; Hardwood - 1/2 in.; Hardwood - 3/4 in.; Softwood - 1 in.; Softwood - 1.5 in.; Softwood - 1/2 in.; Softwood - 2 in.; Softwood - 4 in.; Wood siding - 1/2 in.
WorkPlaneHeight | WorkPlaneHgt | decimal | ft |  |  | Defaulted | [8 empty] | Distance from the finished floor to the work plane. Used to calculate vertical distance from the work plane to the centerline of the lighting fixture | 2013 Title 24 part 6 Table 140.6-F
X | X | decimal | ft |  |  | CondRequired | [7 empty] | For CBECC-Com nonresidential simulations, this is required when GeometryInpType = Simplified and window shades specified and multiple windows or doors, else NotInput | A member of a CartesianPoint representing the length along the X axis from the origin.
Y | Y | decimal | ft |  |  | CondRequired | [7 empty] | For CBECC-Com nonresidential simulations, this is required when GeometryInpType = Simplified and window shades specified and multiple windows or doors, else NotInput | A member of a CartesianPoint representing the length along the Y axis from the origin.
Z | Z | decimal | ft |  |  | CondRequired | [7 empty] | Required when Project:GeometryInputType = 'Simplified', else NotInput | Height above site ground level (negative for below grade stories) | 2013 NR ACM
Zipcode | Zipcode | string | none

## Enumerations
| CBECC NR Term | CBECC NR Term Short Form | Property | Term Order | Group/Code Category | Schedule Occupancy Type | CBCOccupancyGroup | Top Level Occupancy Type
AllowanceType
| AccentDisplayFeature | AccentDisplayFeature | AllowanceType
| Decorative | Decorative | AllowanceType
| Ornamental | Ornamental | AllowanceType
| ParkingGarageATMLighting |  | AllowanceType
| PrecisionCommercialIndustrial | PrecisionCommercialIndustrial | AllowanceType
| SpecializedLabTaskWork | SpecializedLabTaskWork | AllowanceType
| SpecializedTaskWork | SpecializedTaskWork | AllowanceType
| TailoredFloorDisplayAllowance | TailoredFloorDisplayAllowance | AllowanceType
| TailoredOrnamentalAndSpecialEffectAllowance | TailoredOrnamentalAndSpecialEffectAllowance | AllowanceType
| TailoredTaskAllowance | TailoredTaskAllowance | AllowanceType
| TailoredVeryValuableDisplayCaseAllowance | TailoredVeryValuableDisplayCaseAllowance | AllowanceType
| TailoredWallDisplayAllowance | TailoredWallDisplayAllowance | AllowanceType
| VideoConferencingStudioLighting | VideoConferencingStudioLighting | AllowanceType
| WhiteOrChalkBoard | WhiteOrChalkBoard | AllowanceType
AssemblyContext
| FieldFabricated | FieldFabricated | AssemblyContext
| Manufactured | Manufactured | AssemblyContext
| SiteBuilt | SiteBuilt | AssemblyContext
BuildingTerrain
| City | City | BuildingTerrain
| Country | Country | BuildingTerrain
| Ocean | Ocean | BuildingTerrain
| Suburbs | Suburbs | BuildingTerrain
| Urban | Urban | BuildingTerrain
CavityInsulationOption
| R-0 | R0 | CavityInsulationOption
| R-10 | R10 | CavityInsulationOption
| R-10 + R-13 | R10_R13 | CavityInsulationOption
| R-11 | R11 | CavityInsulationOption
| R-13 | R13 | CavityInsulationOption
| R-13 + R-13 | R13_R13 | CavityInsulationOption
| R-15 | R15 | CavityInsulationOption
| R-16 | R16 | CavityInsulationOption
| R-19 | R19 | CavityInsulationOption
| R-19 + R-13 | R19_R13 | CavityInsulationOption
| R-20 | R20 | CavityInsulationOption
| R-21 | R21 | CavityInsulationOption
| R-22 | R22 | CavityInsulationOption
| R-23 | R23 | CavityInsulationOption
| R-24 | R24 | CavityInsulationOption
| R-25 | R25 | CavityInsulationOption
| R-26 | R26 | CavityInsulationOption
| R-29 | R29 | CavityInsulationOption
| R-30 | R30 | CavityInsulationOption
| R-32 | R32 | CavityInsulationOption
| R-35 | R35 | CavityInsulationOption
| R-36 | R36 | CavityInsulationOption
| R-38 | R38 | CavityInsulationOption
| R-5 | R5 | CavityInsulationOption
| R-6 | R6 | CavityInsulationOption
| R-6 + R-13 | R6_R13 | CavityInsulationOption
CertificationMethod
| COGEquations | COGEquations | CertificationMethod
| DefaultPerformance | DefaultPerformance | CertificationMethod
| DefaultPerformance |  | CertificationMethod
| NFRCRated | NFRCRated | CertificationMethod
| NFRCRated |  | CertificationMethod
ClimateZone
| ClimateZone1 | ClimateZone1 | ClimateZone | 1
| ClimateZone2 | ClimateZone2 | ClimateZone | 2
| ClimateZone3 | ClimateZone3 | ClimateZone | 3
| ClimateZone4 | ClimateZone4 | ClimateZone | 4
| ClimateZone5 | ClimateZone5 | ClimateZone | 5
| ClimateZone6 | ClimateZone6 | ClimateZone | 6
| ClimateZone7 | ClimateZone7 | ClimateZone | 7
| ClimateZone8 | ClimateZone8 | ClimateZone | 8
| ClimateZone9 | ClimateZone9 | ClimateZone | 9
| ClimateZone10 | ClimateZone10 | ClimateZone | 10
| ClimateZone11 | ClimateZone11 | ClimateZone | 11
| ClimateZone12 | ClimateZone12 | ClimateZone | 12
| ClimateZone13 | ClimateZone13 | ClimateZone | 13
| ClimateZone14 | ClimateZone14 | ClimateZone | 14
| ClimateZone15 | ClimateZone15 | ClimateZone | 15
| ClimateZone16 | ClimateZone16 | ClimateZone | 16
ClimateZoneCounty
| Alameda | Alameda | ClimateZoneCounty
| Alpine | Alpine | ClimateZoneCounty
| Amador | Amador | ClimateZoneCounty
| Butte | Butte | ClimateZoneCounty
| Calaveras | Calaveras | ClimateZoneCounty
| Colusa | Colusa | ClimateZoneCounty
| Contra Costa | ContraCosta | ClimateZoneCounty
| Del Norte | DelNorte | ClimateZoneCounty
| El Dorado | ElDorado | ClimateZoneCounty
| Fresno | Fresno | ClimateZoneCounty
| Glenn | Glenn | ClimateZoneCounty
| Humboldt | Humboldt | ClimateZoneCounty
| Imperial | Imperial | ClimateZoneCounty
| Inyo | Inyo | ClimateZoneCounty
| Kern | Kern | ClimateZoneCounty
| Kings | Kings | ClimateZoneCounty
| Lake | Lake | ClimateZoneCounty
| Lassen | Lassen | ClimateZoneCounty
| Los Angeles | LosAngeles | ClimateZoneCounty
| Madera | Madera | ClimateZoneCounty
| Marin | Marin | ClimateZoneCounty
| Mariposa | Mariposa | ClimateZoneCounty
| Mendocino | Mendocino | ClimateZoneCounty
| Merced | Merced | ClimateZoneCounty
| Modoc | Modoc | ClimateZoneCounty
| Mono | Mono | ClimateZoneCounty
| Monterey | Monterey | ClimateZoneCounty
| Napa | Napa | ClimateZoneCounty
| Nevada | Nevada | ClimateZoneCounty
| Orange | Orange | ClimateZoneCounty
| Placer | Placer | ClimateZoneCounty
| Plumas | Plumas | ClimateZoneCounty
| Riverside | Riverside | ClimateZoneCounty
| Sacramento | Sacramento | ClimateZoneCounty
| San Benito | SanBenito | ClimateZoneCounty
| San Bernardino | SanBernardino | ClimateZoneCounty
| San Diego | SanDiego | ClimateZoneCounty
| San Francisco | SanFrancisco | ClimateZoneCounty
| San Joaquin | SanJoaquin | ClimateZoneCounty
| San Luis Obispo | SanLuisObispo | ClimateZoneCounty
| San Mateo | SanMateo | ClimateZoneCounty
| Santa Barbara | SantaBarbara | ClimateZoneCounty
| Santa Clara | SantaClara | ClimateZoneCounty
| Santa Cruz | SantaCruz | ClimateZoneCounty
| Shasta | Shasta | ClimateZoneCounty
| Sierra | Sierra | ClimateZoneCounty
| Siskiyou | Siskiyou | ClimateZoneCounty
| Solano | Solano | ClimateZoneCounty
| Sonoma | Sonoma | ClimateZoneCounty
| Stanislaus | Stanislaus | ClimateZoneCounty
| Sutter | Sutter | ClimateZoneCounty
| Tehama | Tehama | ClimateZoneCounty
| Trinity | Trinity | ClimateZoneCounty
| Tulare | Tulare | ClimateZoneCounty
| Tuolumne | Tuolumne | ClimateZoneCounty
| Ventura | Ventura | ClimateZoneCounty
| Yolo | Yolo | ClimateZoneCounty
| Yuba | Yuba | ClimateZoneCounty
ClimateZoneNumber
| 1 | 1 | ClimateZoneNumber
| 10 | 10 | ClimateZoneNumber
| 11 | 11 | ClimateZoneNumber
| 12 | 12 | ClimateZoneNumber
| 13 | 13 | ClimateZoneNumber
| 14 | 14 | ClimateZoneNumber
| 15 | 15 | ClimateZoneNumber
| 16 | 16 | ClimateZoneNumber
| 2 | 2 | ClimateZoneNumber
| 3 | 3 | ClimateZoneNumber
| 4 | 4 | ClimateZoneNumber
| 5 | 5 | ClimateZoneNumber
| 6 | 6 | ClimateZoneNumber
| 7 | 7 | ClimateZoneNumber
| 8 | 8 | ClimateZoneNumber
| 9 | 9 | ClimateZoneNumber
CodeCategory
| Air | Air | CodeCategory
| Bldg Board and Siding | BoardAndSiding | CodeCategory
| Building Membrane | Membrane | CodeCategory
| Composite | Composite | CodeCategory
| Concrete | Concrete | CodeCategory
| Concrete Sandwich Panel | ConcreteSandwichPanel | CodeCategory
| Curtain Walls | CurtainWalls | CodeCategory
| Finish Materials | FinishMaterials | CodeCategory
| ICF Wall | ICFWall | CodeCategory
| Insulation Batt | InsulationBatt | CodeCategory
| Insulation Board | InsulationBoard | CodeCategory
| Insulation Loose Fill | InsulationLooseFill | CodeCategory
| Insulation Other | InsulationOther | CodeCategory
| Insulation Spray Applied | InsulationSprayApplied | CodeCategory
| Masonry Materials | MasonryMaterials | CodeCategory
| Masonry Units Hollow | MasonryUnitsHollow | CodeCategory
| Masonry Units Solid | MasonryUnitsSolid | CodeCategory
| Masonry Units with Fill | MasonryUnitsFill | CodeCategory
| Metal Insulated Panel Wall | MetalInsulatedPanelWall | CodeCategory
| Plastering Materials | Plastering | CodeCategory
| Roofing | Roofing | CodeCategory
| SIPS Floor | SIPS Floor | CodeCategory
| SIPS Roof | SIPSRoof | CodeCategory
| SIPS Wall | SIPSWall | CodeCategory
| Spandrel Panels | SpandrelPanels | CodeCategory
| Straw Bale Wall | StrawBaleWall | CodeCategory
| Woods | Wood | CodeCategory
CodeItem
| 1 Coat Stucco | Stucco1Coat | CodeItem |  | MasonryMaterials
| 10 PSF Roof - 1 in. | Roof10LbPerFt2Thickness1In | CodeItem |  | Roofing
| 15 PSF Roof - 1 1/2 in. | Roof15LbPerFt2Thickness1_5In | CodeItem |  | Roofing
| 25 PSF Roof - 2 1/2 in. | Roof25LbPerFt2Thickness2_5In | CodeItem |  | Roofing
| 3 Coat Stucco | Stucco3Coat | CodeItem |  | MasonryMaterials
| 5 PSF Roof - 1/2 in. | Roof5LbPerFt2Thickness0_5In | CodeItem |  | Roofing
| Acoustic Tile - 1/2 in. | AcousticTile0_5In | CodeItem |  | FinishMaterials
| Acoustic Tile - 3/4 in. | AcousticTile0_75In | CodeItem |  | FinishMaterials
| Acoustic Tile - 3/8 in. | AcousticTile0_375In | CodeItem |  | FinishMaterials
| Adobe | Adobe | CodeItem |  | InsulationOther
| Aggregate - 45 lb/ft3 - 1/2 in. | Aggregate45LbPerFt3Thickness0_5In | CodeItem |  | Plastering
| Aggregate - 45 lb/ft3 - 5/8 in. | Aggregate45LbPerFt3Thickness0_625In | CodeItem |  | Plastering
| Aggregate - 45 lb/ft3 - on metal lath - 3/4 in. | AggregateOnMetalLath45LbPerFt3Thickness0_75In | CodeItem |  | Plastering
| Aggregate - Perlite - 1/2 in. | AggregatePerliteThickness0_5In | CodeItem |  | Plastering
| Aggregate - Perlite - 5/8 in. | AggregatePerliteThickness0_625In | CodeItem |  | Plastering
| Aggregate - Perlite - on metal lath - 3/4 in. | AggregatePerliteOnMetalLathThickness0_75In | CodeItem |  | Plastering
| Air - Cavity - Wall Roof Ceiling - 4 in. or more | AirCavityWallRoofCeiling4InPlus | CodeItem |  | Air
| Air - Ceiling - 1 1/2 in. | AirCeiling1_5In | CodeItem |  | Air
| Air - Ceiling - 1/2 in. | AirCeiling0_5In | CodeItem |  | Air
| Air - Ceiling - 3 1/2 in. | AirCeiling3_5In | CodeItem |  | Air
| Air - Ceiling - 3/4 in. | AirCeiling0_75In | CodeItem |  | Air
| Air - Floor - 1 1/2 in. | AirFloor1_5In | CodeItem |  | Air
| Air - Floor - 1/2 in. | AirFloor0_5In | CodeItem |  | Air
| Air - Floor - 3 1/2 in. | AirFloor3_5In | CodeItem |  | Air
| Air - Floor - 3/4 in. | AirFloor0_75In | CodeItem |  | Air
| Air - Metal Wall Framing - 16 or 24 in. OC | AirMetalWallFraming16Or24InOC | CodeItem |  | Air
| Air - Roof - 1 1/2 in. | AirRoof1_5In | CodeItem |  | Air
| Air - Roof - 1/2 in. | AirRoof0_5In | CodeItem |  | Air
| Air - Roof - 3 1/2 in. | AirRoof3_5In | CodeItem |  | Air
| Air - Roof - 3/4 in. | AirRoof0_75In | CodeItem |  | Air
| Air - Wall - 1 1/2 in. | AirWall1_5In | CodeItem |  | Air
| Air - Wall - 1/2 in. | AirWall0_5In | CodeItem |  | Air
| Air - Wall - 3 1/2 in. | AirWall3_5In | CodeItem |  | Air
| Air - Wall - 3/4 in. | AirWall0_75In | CodeItem |  | Air
| Aluminum w/ Thrml Break - Double glass with no low e - No Ins. | AluminumThermalBreakDoubleNoLowENoIns | CodeItem |  | SpandrelPanels
| Aluminum w/ Thrml Break - Double glass with no low e - R10 Ins. | AluminumThermalBreakDoubleNoLowER10Ins | CodeItem |  | SpandrelPanels
| Aluminum w/ Thrml Break - Double glass with no low e - R15 Ins. | AluminumThermalBreakDoubleNoLowER15Ins | CodeItem |  | SpandrelPanels
| Aluminum w/ Thrml Break - Double glass with no low e - R20 Ins. | AluminumThermalBreakDoubleNoLowER20Ins | CodeItem |  | SpandrelPanels
| Aluminum w/ Thrml Break - Double glass with no low e - R25 Ins. | AluminumThermalBreakDoubleNoLowER25Ins | CodeItem |  | SpandrelPanels
| Aluminum w/ Thrml Break - Double glass with no low e - R30 Ins. | AluminumThermalBreakDoubleNoLowER30Ins | CodeItem |  | SpandrelPanels
| Aluminum w/ Thrml Break - Double glass with no low e - R4 Ins. | AluminumThermalBreakDoubleNoLowER4Ins | CodeItem |  | SpandrelPanels
| Aluminum w/ Thrml Break - Double glass with no low e - R7 Ins. | AluminumThermalBreakDoubleNoLowER7Ins | CodeItem |  | SpandrelPanels
| Aluminum w/ Thrml Break - Single glass pane. stone. or metal pane - No Ins. | AluminumThermalBreakSingleGlassStoneMetalNoIns | CodeItem |  | SpandrelPanels
| Aluminum w/ Thrml Break - Single glass pane. stone. or metal pane - R10 Ins. | AluminumThermalBreakSingleGlassStoneMetalR10Ins | CodeItem |  | SpandrelPanels
| Aluminum w/ Thrml Break - Single glass pane. stone. or metal pane - R15 Ins. | AluminumThermalBreakSingleGlassStoneMetalR15Ins | CodeItem |  | SpandrelPanels
| Aluminum w/ Thrml Break - Single glass pane. stone. or metal pane - R20 Ins. | AluminumThermalBreakSingleGlassStoneMetalR20Ins | CodeItem |  | SpandrelPanels
| Aluminum w/ Thrml Break - Single glass pane. stone. or metal pane - R25 Ins. | AluminumThermalBreakSingleGlassStoneMetalR25Ins | CodeItem |  | SpandrelPanels
| Aluminum w/ Thrml Break - Single glass pane. stone. or metal pane - R30 Ins. | AluminumThermalBreakSingleGlassStoneMetalR30Ins | CodeItem |  | SpandrelPanels
| Aluminum w/ Thrml Break - Single glass pane. stone. or metal pane - R4 Ins. | AluminumThermalBreakSingleGlassStoneMetalR4Ins | CodeItem |  | SpandrelPanels
| Aluminum w/ Thrml Break - Single glass pane. stone. or metal pane - R7 Ins. | AluminumThermalBreakSingleGlassStoneMetalR7Ins | CodeItem |  | SpandrelPanels
| Aluminum w/ Thrml Break - Triple or low e glass - No Ins. | AluminumThermalBreakTripleOrLowENoIns | CodeItem |  | SpandrelPanels
| Aluminum w/ Thrml Break - Triple or low e glass - R10 Ins. | AluminumThermalBreakTripleOrLowER10Ins | CodeItem |  | SpandrelPanels
| Aluminum w/ Thrml Break - Triple or low e glass - R15 Ins. | AluminumThermalBreakTripleOrLowER15Ins | CodeItem |  | SpandrelPanels
| Aluminum w/ Thrml Break - Triple or low e glass - R20 Ins. | AluminumThermalBreakTripleOrLowER20Ins | CodeItem |  | SpandrelPanels
| Aluminum w/ Thrml Break - Triple or low e glass - R25 Ins. | AluminumThermalBreakTripleOrLowER25Ins | CodeItem |  | SpandrelPanels
| Aluminum w/ Thrml Break - Triple or low e glass - R30 Ins. | AluminumThermalBreakTripleOrLowER30Ins | CodeItem |  | SpandrelPanels
| Aluminum w/ Thrml Break - Triple or low e glass - R4 Ins. | AluminumThermalBreakTripleOrLowER4Ins | CodeItem |  | SpandrelPanels
| Aluminum w/ Thrml Break - Triple or low e glass - R7 Ins. | AluminumThermalBreakTripleOrLowER7Ins | CodeItem |  | SpandrelPanels
| Aluminum w/out Thrml Break - Double glass with no low e coatings - No Ins. | AluminumNoThermalBreakDoubleNoLowENoIns | CodeItem |  | SpandrelPanels
| Aluminum w/out Thrml Break - Double glass with no low e coatings - R10 Ins. | AluminumNoThermalBreakDoubleNoLowER10Ins | CodeItem |  | SpandrelPanels
| Aluminum w/out Thrml Break - Double glass with no low e coatings - R15 Ins. | AluminumNoThermalBreakDoubleNoLowER15Ins | CodeItem |  | SpandrelPanels
| Aluminum w/out Thrml Break - Double glass with no low e coatings - R20 Ins. | AluminumNoThermalBreakDoubleNoLowER20Ins | CodeItem |  | SpandrelPanels
| Aluminum w/out Thrml Break - Double glass with no low e coatings - R25 Ins. | AluminumNoThermalBreakDoubleNoLowER25Ins | CodeItem |  | SpandrelPanels
| Aluminum w/out Thrml Break - Double glass with no low e coatings - R30 Ins. | AluminumNoThermalBreakDoubleNoLowER30Ins | CodeItem |  | SpandrelPanels
| Aluminum w/out Thrml Break - Double glass with no low e coatings - R4 Ins. | AluminumNoThermalBreakDoubleNoLowER4Ins | CodeItem |  | SpandrelPanels
| Aluminum w/out Thrml Break - Double glass with no low e coatings - R7 Ins. | AluminumNoThermalBreakDoubleNoLowER7Ins | CodeItem |  | SpandrelPanels
| Aluminum w/out Thrml Break - Single glass pane. stone. or metal pane - No Ins. | AluminumNoThermalBreakSingleGlassStoneMetalNoIns | CodeItem |  | SpandrelPanels
| Aluminum w/out Thrml Break - Single glass pane. stone. or metal pane - R10 Ins. | AluminumNoThermalBreakSingleGlassStoneMetalR10Ins | CodeItem |  | SpandrelPanels
| Aluminum w/out Thrml Break - Single glass pane. stone. or metal pane - R15 Ins. | AluminumNoThermalBreakSingleGlassStoneMetalR15Ins | CodeItem |  | SpandrelPanels
| Aluminum w/out Thrml Break - Single glass pane. stone. or metal pane - R20 Ins. | AluminumNoThermalBreakSingleGlassStoneMetalR20Ins | CodeItem |  | SpandrelPanels
| Aluminum w/out Thrml Break - Single glass pane. stone. or metal pane - R25 Ins. | AluminumNoThermalBreakSingleGlassStoneMetalR25Ins | CodeItem |  | SpandrelPanels
| Aluminum w/out Thrml Break - Single glass pane. stone. or metal pane - R30 Ins. | AluminumNoThermalBreakSingleGlassStoneMetalR30Ins | CodeItem |  | SpandrelPanels
| Aluminum w/out Thrml Break - Single glass pane. stone. or metal pane - R4 Ins. | AluminumNoThermalBreakSingleGlassStoneMetalR4Ins | CodeItem |  | SpandrelPanels
| Aluminum w/out Thrml Break - Single glass pane. stone. or metal pane - R7 Ins. | AluminumNoThermalBreakSingleGlassStoneMetalR7Ins | CodeItem |  | SpandrelPanels
| Aluminum w/out Thrml Break - Triple or low e glass - No Ins. | AluminumNoThermalBreakTripleOrLowENoIns | CodeItem |  | SpandrelPanels
| Aluminum w/out Thrml Break - Triple or low e glass - R10 Ins. | AluminumNoThermalBreakTripleOrLowER10Ins | CodeItem |  | SpandrelPanels
| Aluminum w/out Thrml Break - Triple or low e glass - R15 Ins. | AluminumNoThermalBreakTripleOrLowER15Ins | CodeItem |  | SpandrelPanels
| Aluminum w/out Thrml Break - Triple or low e glass - R20 Ins. | AluminumNoThermalBreakTripleOrLowER20Ins | CodeItem |  | SpandrelPanels
| Aluminum w/out Thrml Break - Triple or low e glass - R25 Ins. | AluminumNoThermalBreakTripleOrLowER25Ins | CodeItem |  | SpandrelPanels
| Aluminum w/out Thrml Break - Triple or low e glass - R30 Ins. | AluminumNoThermalBreakTripleOrLowER30Ins | CodeItem |  | SpandrelPanels
| Aluminum w/out Thrml Break - Triple or low e glass - R4 Ins. | AluminumNoThermalBreakTripleOrLowER4Ins | CodeItem |  | SpandrelPanels
| Aluminum w/out Thrml Break - Triple or low e glass - R7 Ins. | AluminumNoThermalBreakTripleOrLowER7Ins | CodeItem |  | SpandrelPanels
| Asbestos or cement shingles - 3/8 in. | AsbestosOrCementShingles0_375In | CodeItem |  | Roofing
| Asphalt - bitumen with inert fill - 100 lb/ft3 - 3/4 in. | AsphaltBitumenInertFill100LbPerFt3Thickness0_75In | CodeItem |  | Roofing
| Asphalt - bitumen with inert fill - 144 lb/ft3 - 3/4 in. | AsphaltBitumenInertFill144LbPerFt3Thickness0_75In | CodeItem |  | Roofing
| Asphalt roll roofing - 1/4 in. | AsphaltRollRoofing0_25In | CodeItem |  | Roofing
| Asphalt shingles - 1/4 in. | AsphaltShingles0_25In | CodeItem |  | Roofing
| Brick - 48 lb/ft3 - 3 5/8 in. | Brick48LbPerFt3Thickness3_625In | CodeItem |  | MasonryMaterials
| Brick - fired clay - 140 lb/ft3 - 3 5/8 in. | BrickFiredClay140LbPerFt3Thickness3_625In | CodeItem |  | MasonryMaterials
| Building Paper - 1/16 in. | BuildingPaper0_0625In | CodeItem |  | Membrane
| Built-up roofing - 3/8 in. | BuiltUpRoofing0_375In | CodeItem |  | Roofing
| Carpet - 3/4 in. | Carpet0_75In | CodeItem |  | FinishMaterials
| Cellular polyisocyanurate (unfaced) - 1 1/2 in. R8.8 | CellularPolyisocyanurate1_5In_R8_8 | CodeItem |  | InsulationBoard
| Cellular polyisocyanurate (unfaced) - 1 in. R5.9 | CellularPolyisocyanurate1In_R5_9 | CodeItem |  | InsulationBoard
| Cellular polyisocyanurate (unfaced) - 1/2 in. R2.9 | CellularPolyisocyanurate0_5In_R2_9 | CodeItem |  | InsulationBoard
| Cellular polyisocyanurate (unfaced) - 1/4 in. R1.5 | CellularPolyisocyanurate0_25In_R1_5 | CodeItem |  | InsulationBoard
| Cellular polyisocyanurate (unfaced) - 1/8 in. R0.7 | CellularPolyisocyanurate0_125In_R0_7 | CodeItem |  | InsulationBoard
| Cellular polyisocyanurate (unfaced) - 2 1/2 in. R15 | CellularPolyisocyanurate2_5In_R15 | CodeItem |  | InsulationBoard
| Cellular polyisocyanurate (unfaced) - 2 in. R12 | CellularPolyisocyanurate2In_R12 | CodeItem |  | InsulationBoard
| Cellular polyisocyanurate (unfaced) - 3 1/2 in. R21 | CellularPolyisocyanurate3_5In_R21 | CodeItem |  | InsulationBoard
| Cellular polyisocyanurate (unfaced) - 3 in. R18 | CellularPolyisocyanurate3In_R18 | CodeItem |  | InsulationBoard
| Cellular polyisocyanurate (unfaced) - 4 1/2 in. R26 | CellularPolyisocyanurate4_5In_R26 | CodeItem |  | InsulationBoard
| Cellular polyisocyanurate (unfaced) - 4 in. R23 | CellularPolyisocyanurate4In_R23 | CodeItem |  | InsulationBoard
| Cellular polyisocyanurate (unfaced) - 5 1/2 in. R32 | CellularPolyisocyanurate5_5In_R32 | CodeItem |  | InsulationBoard
| Cellular polyisocyanurate (unfaced) - 5 in. R29 | CellularPolyisocyanurate5In_R29 | CodeItem |  | InsulationBoard
| Cellular polyisocyanurate (unfaced) - 6 1/2 in. R38 | CellularPolyisocyanurate6_5In_R38 | CodeItem |  | InsulationBoard
| Cellular polyisocyanurate (unfaced) - 6 in. R35 | CellularPolyisocyanurate6In_R35 | CodeItem |  | InsulationBoard
| Clay - Part Grouted and Insulated - 130 lb/ft3 - 6 in. | ClayPartGroutedInsulated130LbPerFt3Thickness6In | CodeItem |  | MasonryUnitsFill
| Clay - Part Grouted and Insulated - 130 lb/ft3 - 8 in. | ClayPartGroutedInsulated130LbPerFt3Thickness8In | CodeItem |  | MasonryUnitsFill
| Clay - Part Grouted and Empty - 130 lb/ft3 - 6 in. | ClayPartGrouted130LbPerFt3Thickness6In | CodeItem |  | MasonryUnitsHollow
| Clay - Part Grouted and Empty - 130 lb/ft3 - 8 in. | ClayPartGrouted130LbPerFt3Thickness8In | CodeItem |  | MasonryUnitsHollow
| Clay - Solid Grout - 130 lb/ft3 - 6 in. | ClaySolidGrout130LbPerFt3Thickness6In | CodeItem |  | MasonryUnitsSolid
| Clay - Solid Grout - 130 lb/ft3 - 8 in. | ClaySolidGrout130LbPerFt3Thickness8In | CodeItem |  | MasonryUnitsSolid
| Clay tile - 1/2 in. | ClayTile0_5In | CodeItem |  | Roofing
| Clay tile - hollow - 1 cell deep - 3 in. | ClayTileHollow1CellDeepThickness3In | CodeItem |  | MasonryMaterials
| Clay tile - hollow - 1 cell deep - 4 in. | ClayTileHollow1CellDeepThickness4In | CodeItem |  | MasonryMaterials
| Clay tile - hollow - 2 cells deep - 10 in. | ClayTileHollow2CellDeepThickness10In | CodeItem |  | MasonryMaterials
| Clay tile - hollow - 2 cells deep - 6 in. | ClayTileHollow2CellDeepThickness6In | CodeItem |  | MasonryMaterials
| Clay tile - hollow - 2 cells deep - 8 in. | ClayTileHollow2CellDeepThickness8In | CodeItem |  | MasonryMaterials
| Clay tile - hollow - 3 cells deep - 12 in. | ClayTileHollow3CellDeepThickness12In | CodeItem |  | MasonryMaterials
| Clay Tile - Paver | ClayTilePaver | CodeItem |  | MasonryMaterials
| Compliance Insulation R0.01 | ComplianceInsulationR0_01 | CodeItem |  | InsulationBoard
| Compliance Insulation R0.02 | ComplianceInsulationR0_02 | CodeItem |  | InsulationBoard
| Compliance Insulation R0.10 | ComplianceInsulationR0_10 | CodeItem |  | InsulationBoard
| Compliance Insulation R0.20 | ComplianceInsulationR0_20 | CodeItem |  | InsulationBoard
| Compliance Insulation R0.50 | ComplianceInsulationR0_50 | CodeItem |  | InsulationBoard
| Compliance Insulation R1.00 | ComplianceInsulationR1_00 | CodeItem |  | InsulationBoard
| Compliance Insulation R1.35 | ComplianceInsulationR1_35 | CodeItem |  | InsulationBoard
| Compliance Insulation R1.41 | ComplianceInsulationR1_41 | CodeItem |  | InsulationBoard
| Compliance Insulation R1.54 | ComplianceInsulationR1_54 | CodeItem |  | InsulationBoard
| Compliance Insulation R10.00 | ComplianceInsulationR10_00 | CodeItem |  | InsulationBoard
| Compliance Insulation R10.06 | ComplianceInsulationR10_06 | CodeItem |  | InsulationBoard
| Compliance Insulation R11.00 | ComplianceInsulationR11_00 | CodeItem |  | InsulationBoard
| Compliance Insulation R11.70 | ComplianceInsulationR11_70 | CodeItem |  | InsulationBoard
| Compliance Insulation R12.00 | ComplianceInsulationR12_00 | CodeItem |  | InsulationBoard
| Compliance Insulation R12.50 | ComplianceInsulationR12_50 | CodeItem |  | InsulationBoard
| Compliance Insulation R12.55 | ComplianceInsulationR12_55 | CodeItem |  | InsulationBoard
| Compliance Insulation R12.69 | ComplianceInsulationR12_69 | CodeItem |  | InsulationBoard
| Compliance Insulation R13.00 | ComplianceInsulationR13_00 | CodeItem |  | InsulationBoard
| Compliance Insulation R13.50 | ComplianceInsulationR13_50 | CodeItem |  | InsulationBoard
| Compliance Insulation R13.99 | ComplianceInsulationR13_99 | CodeItem |  | InsulationBoard
| Compliance Insulation R14.00 | ComplianceInsulationR14_00 | CodeItem |  | InsulationBoard
| Compliance Insulation R14.14 | ComplianceInsulationR14_14 | CodeItem |  | InsulationBoard
| Compliance Insulation R14.32 | ComplianceInsulationR14_32 | CodeItem |  | InsulationBoard
| Compliance Insulation R14.60 | ComplianceInsulationR14_60 | CodeItem |  | InsulationBoard
| Compliance Insulation R15.00 | ComplianceInsulationR15_00 | CodeItem |  | InsulationBoard
| Compliance Insulation R15.54 | ComplianceInsulationR15_54 | CodeItem |  | InsulationBoard
| Compliance Insulation R16.00 | ComplianceInsulationR16_00 | CodeItem |  | InsulationBoard
| Compliance Insulation R16.20 | ComplianceInsulationR16_20 | CodeItem |  | InsulationBoard
| Compliance Insulation R16.34 | ComplianceInsulationR16_34 | CodeItem |  | InsulationBoard
| Compliance Insulation R16.58 | ComplianceInsulationR16_58 | CodeItem |  | InsulationBoard
| Compliance Insulation R16.69 | ComplianceInsulationR16_69 | CodeItem |  | InsulationBoard
| Compliance Insulation R17.00 | ComplianceInsulationR17_00 | CodeItem |  | InsulationBoard
| Compliance Insulation R17.67 | ComplianceInsulationR17_67 | CodeItem |  | InsulationBoard
| Compliance Insulation R18.00 | ComplianceInsulationR18_00 | CodeItem |  | InsulationBoard
| Compliance Insulation R19.00 | ComplianceInsulationR19_00 | CodeItem |  | InsulationBoard
| Compliance Insulation R19.63 | ComplianceInsulationR19_63 | CodeItem |  | InsulationBoard
| Compliance Insulation R2.00 | ComplianceInsulationR2_00 | CodeItem |  | InsulationBoard
| Compliance Insulation R2.15 | ComplianceInsulationR2_15 | CodeItem |  | InsulationBoard
| Compliance Insulation R2.19 | ComplianceInsulationR2_19 | CodeItem |  | InsulationBoard
| Compliance Insulation R2.85 | ComplianceInsulationR2_85 | CodeItem |  | InsulationBoard
| Compliance Insulation R2.89 | ComplianceInsulationR2_89 | CodeItem |  | InsulationBoard
| Compliance Insulation R20.00 | ComplianceInsulationR20_00 | CodeItem |  | InsulationBoard
| Compliance Insulation R20.05 | ComplianceInsulationR20_05 | CodeItem |  | InsulationBoard
| Compliance Insulation R21.00 | ComplianceInsulationR21_00 | CodeItem |  | InsulationBoard
| Compliance Insulation R21.18 | ComplianceInsulationR21_18 | CodeItem |  | InsulationBoard
| Compliance Insulation R21.39 | ComplianceInsulationR21_39 | CodeItem |  | InsulationBoard
| Compliance Insulation R21.60 | ComplianceInsulationR21_60 | CodeItem |  | InsulationBoard
| Compliance Insulation R22.00 | ComplianceInsulationR22_00 | CodeItem |  | InsulationBoard
| Compliance Insulation R22.48 | ComplianceInsulationR22_48 | CodeItem |  | InsulationBoard
| Compliance Insulation R23.00 | ComplianceInsulationR23_00 | CodeItem |  | InsulationBoard
| Compliance Insulation R23.70 | ComplianceInsulationR23_70 | CodeItem |  | InsulationBoard
| Compliance Insulation R24.00 | ComplianceInsulationR24_00 | CodeItem |  | InsulationBoard
| Compliance Insulation R24.80 | ComplianceInsulationR24_80 | CodeItem |  | InsulationBoard
| Compliance Insulation R24.86 | ComplianceInsulationR24_86 | CodeItem |  | InsulationBoard
| Compliance Insulation R25.00 | ComplianceInsulationR25_00 | CodeItem |  | InsulationBoard
| Compliance Insulation R25.16 | ComplianceInsulationR25_16 | CodeItem |  | InsulationBoard
| Compliance Insulation R26.00 | ComplianceInsulationR26_00 | CodeItem |  | InsulationBoard
| Compliance Insulation R27.00 | ComplianceInsulationR27_00 | CodeItem |  | InsulationBoard
| Compliance Insulation R28.00 | ComplianceInsulationR28_00 | CodeItem |  | InsulationBoard
| Compliance Insulation R28.12 | ComplianceInsulationR28_12 | CodeItem |  | InsulationBoard
| Compliance Insulation R28.63 | ComplianceInsulationR28_63 | CodeItem |  | InsulationBoard
| Compliance Insulation R29.00 | ComplianceInsulationR29_00 | CodeItem |  | InsulationBoard
| Compliance Insulation R3.00 | ComplianceInsulationR3_00 | CodeItem |  | InsulationBoard
| Compliance Insulation R3.63 | ComplianceInsulationR3_63 | CodeItem |  | InsulationBoard
| Compliance Insulation R3.70 | ComplianceInsulationR3_70 | CodeItem |  | InsulationBoard
| Compliance Insulation R3.80 | ComplianceInsulationR3_80 | CodeItem |  | InsulationBoard
| Compliance Insulation R30.00 | ComplianceInsulationR30_00 | CodeItem |  | InsulationBoard
| Compliance Insulation R31.00 | ComplianceInsulationR31_00 | CodeItem |  | InsulationBoard
| Compliance Insulation R32.00 | ComplianceInsulationR32_00 | CodeItem |  | InsulationBoard
| Compliance Insulation R33.00 | ComplianceInsulationR33_00 | CodeItem |  | InsulationBoard
| Compliance Insulation R34.00 | ComplianceInsulationR34_00 | CodeItem |  | InsulationBoard
| Compliance Insulation R34.93 | ComplianceInsulationR34_93 | CodeItem |  | InsulationBoard
| Compliance Insulation R35.00 | ComplianceInsulationR35_00 | CodeItem |  | InsulationBoard
| Compliance Insulation R36.00 | ComplianceInsulationR36_00 | CodeItem |  | InsulationBoard
| Compliance Insulation R37.00 | ComplianceInsulationR37_00 | CodeItem |  | InsulationBoard
| Compliance Insulation R38.00 | ComplianceInsulationR38_00 | CodeItem |  | InsulationBoard
| Compliance Insulation R4.00 | ComplianceInsulationR4_00 | CodeItem |  | InsulationBoard
| Compliance Insulation R4.50 | ComplianceInsulationR4_50 | CodeItem |  | InsulationBoard
| Compliance Insulation R5.00 | ComplianceInsulationR5_00 | CodeItem |  | InsulationBoard
| Compliance Insulation R5.60 | ComplianceInsulationR5_60 | CodeItem |  | InsulationBoard
| Compliance Insulation R6.00 | ComplianceInsulationR6_00 | CodeItem |  | InsulationBoard
| Compliance Insulation R6.32 | ComplianceInsulationR6_32 | CodeItem |  | InsulationBoard
| Compliance Insulation R6.46 | ComplianceInsulationR6_46 | CodeItem |  | InsulationBoard
| Compliance Insulation R7.00 | ComplianceInsulationR7_00 | CodeItem |  | InsulationBoard
| Compliance Insulation R7.10 | ComplianceInsulationR7_10 | CodeItem |  | InsulationBoard
| Compliance Insulation R7.18 | ComplianceInsulationR7_18 | CodeItem |  | InsulationBoard
| Compliance Insulation R7.39 | ComplianceInsulationR7_39 | CodeItem |  | InsulationBoard
| Compliance Insulation R7.50 | ComplianceInsulationR7_50 | CodeItem |  | InsulationBoard
| Compliance Insulation R7.60 | ComplianceInsulationR7_60 | CodeItem |  | InsulationBoard
| Compliance Insulation R8.00 | ComplianceInsulationR8_00 | CodeItem |  | InsulationBoard
| Compliance Insulation R8.07 | ComplianceInsulationR8_07 | CodeItem |  | InsulationBoard
| Compliance Insulation R9.00 | ComplianceInsulationR9_00 | CodeItem |  | InsulationBoard
| Compliance Insulation R9.40 | ComplianceInsulationR9_40 | CodeItem |  | InsulationBoard
| Compliance Insulation R9.80 | ComplianceInsulationR9_80 | CodeItem |  | InsulationBoard
| Compliance Insulation R9.83 | ComplianceInsulationR9_83 | CodeItem |  | InsulationBoard
| Compliance Insulation R9.94 | ComplianceInsulationR9_94 | CodeItem |  | InsulationBoard
| Concrete - 100 lb/ft3 - 10 in. | Concrete100LbPerFt3Thickness10In | CodeItem |  | Concrete
| Concrete - 100 lb/ft3 - 12 in. | Concrete100LbPerFt3Thickness12In | CodeItem |  | Concrete
| Concrete - 100 lb/ft3 - 2 in. | Concrete100LbPerFt3Thickness2In | CodeItem |  | Concrete
| Concrete - 100 lb/ft3 - 4 in. | Concrete100LbPerFt3Thickness4In | CodeItem |  | Concrete
| Concrete - 100 lb/ft3 - 6 in. | Concrete100LbPerFt3Thickness6In | CodeItem |  | Concrete
| Concrete - 100 lb/ft3 - 8 in. | Concrete100LbPerFt3Thickness8In | CodeItem |  | Concrete
| Concrete - 140 lb/ft3 - 10 in. | Concrete140LbPerFt3Thickness10In | CodeItem |  | Concrete
| Concrete - 140 lb/ft3 - 12 in. | Concrete140LbPerFt3Thickness12In | CodeItem |  | Concrete
| Concrete - 140 lb/ft3 - 2 in. | Concrete140LbPerFt3Thickness2In | CodeItem |  | Concrete
| Concrete - 140 lb/ft3 - 4 in. | Concrete140LbPerFt3Thickness4In | CodeItem |  | Concrete
| Concrete - 140 lb/ft3 - 6 in. | Concrete140LbPerFt3Thickness6In | CodeItem |  | Concrete
| Concrete - 140 lb/ft3 - 8 in. | Concrete140LbPerFt3Thickness8In | CodeItem |  | Concrete
| Concrete - 80 lb/ft3 - 10 in. | Concrete80LbPerFt3Thickness10In | CodeItem |  | Concrete
| Concrete - 80 lb/ft3 - 12 in. | Concrete80LbPerFt3Thickness12In | CodeItem |  | Concrete
| Concrete - 80 lb/ft3 - 2 in. | Concrete80LbPerFt3Thickness2In | CodeItem |  | Concrete
| Concrete - 80 lb/ft3 - 4 in. | Concrete80LbPerFt3Thickness4In | CodeItem |  | Concrete
| Concrete - 80 lb/ft3 - 6 in. | Concrete80LbPerFt3Thickness6In | CodeItem |  | Concrete
| Concrete - 80 lb/ft3 - 8 in. | Concrete80LbPerFt3Thickness8In | CodeItem |  | Concrete
| Concrete - Part Grouted and Empty - 105 lb/ft3 - 10 in. | ConcretePartGrouted105LbPerFt3Thickness10In | CodeItem |  | MasonryUnitsHollow
| Concrete - Part Grouted and Empty - 105 lb/ft3 - 12 in. | ConcretePartGrouted105LbPerFt3Thickness12In | CodeItem |  | MasonryUnitsHollow
| Concrete - Part Grouted and Empty - 105 lb/ft3 - 6 in. | ConcretePartGrouted105LbPerFt3Thickness6In | CodeItem |  | MasonryUnitsHollow
| Concrete - Part Grouted and Empty - 105 lb/ft3 - 8 in. | ConcretePartGrouted105LbPerFt3Thickness8In | CodeItem |  | MasonryUnitsHollow
| Concrete - Part Grouted and Empty - 115 lb/ft3 - 10 in. | ConcretePartGrouted115LbPerFt3Thickness10In | CodeItem |  | MasonryUnitsHollow
| Concrete - Part Grouted and Empty - 115 lb/ft3 - 12 in. | ConcretePartGrouted115LbPerFt3Thickness12In | CodeItem |  | MasonryUnitsHollow
| Concrete - Part Grouted and Empty - 115 lb/ft3 - 6 in. | ConcretePartGrouted115LbPerFt3Thickness6In | CodeItem |  | MasonryUnitsHollow
| Concrete - Part Grouted and Empty - 115 lb/ft3 - 8 in. | ConcretePartGrouted115LbPerFt3Thickness8In | CodeItem |  | MasonryUnitsHollow
| Concrete - Part Grouted and Empty - 125 lb/ft3 - 10 in. | ConcretePartGrouted125LbPerFt3Thickness10In | CodeItem |  | MasonryUnitsHollow
| Concrete - Part Grouted and Empty - 125 lb/ft3 - 12 in. | ConcretePartGrouted125LbPerFt3Thickness12In | CodeItem |  | MasonryUnitsHollow
| Concrete - Part Grouted and Empty - 125 lb/ft3 - 6 in. | ConcretePartGrouted125LbPerFt3Thickness6In | CodeItem |  | MasonryUnitsHollow
| Concrete - Part Grouted and Empty - 125 lb/ft3 - 8 in. | ConcretePartGrouted125LbPerFt3Thickness8In | CodeItem |  | MasonryUnitsHollow
| Concrete - Part Grouted and Insulated - 105 lb/ft3 - 10 in. | ConcretePartGroutedInsulated105LbPerFt3Thickness10In | CodeItem |  | MasonryUnitsFill
| Concrete - Part Grouted and Insulated - 105 lb/ft3 - 12 in. | ConcretePartGroutedInsulated105LbPerFt3Thickness12In | CodeItem |  | MasonryUnitsFill
| Concrete - Part Grouted and Insulated - 105 lb/ft3 - 6 in. | ConcretePartGroutedInsulated105LbPerFt3Thickness6In | CodeItem |  | MasonryUnitsFill
| Concrete - Part Grouted and Insulated - 105 lb/ft3 - 8 in. | ConcretePartGroutedInsulated105LbPerFt3Thickness8In | CodeItem |  | MasonryUnitsFill
| Concrete - Part Grouted and Insulated - 115 lb/ft3 - 10 in. | ConcretePartGroutedInsulated115LbPerFt3Thickness10In | CodeItem |  | MasonryUnitsFill
| Concrete - Part Grouted and Insulated - 115 lb/ft3 - 12 in. | ConcretePartGroutedInsulated115LbPerFt3Thickness12In | CodeItem |  | MasonryUnitsFill
| Concrete - Part Grouted and Insulated - 115 lb/ft3 - 6 in. | ConcretePartGroutedInsulated115LbPerFt3Thickness6In | CodeItem |  | MasonryUnitsFill
| Concrete - Part Grouted and Insulated - 115 lb/ft3 - 8 in. | ConcretePartGroutedInsulated115LbPerFt3Thickness8In | CodeItem |  | MasonryUnitsFill
| Concrete - Part Grouted and Insulated - 125 lb/ft3 - 10 in. | ConcretePartGroutedInsulated125LbPerFt3Thickness10In | CodeItem |  | MasonryUnitsFill
| Concrete - Part Grouted and Insulated - 125 lb/ft3 - 12 in. | ConcretePartGroutedInsulated125LbPerFt3Thickness12In | CodeItem |  | MasonryUnitsFill
| Concrete - Part Grouted and Insulated - 125 lb/ft3 - 6 in. | ConcretePartGroutedInsulated125LbPerFt3Thickness6In | CodeItem |  | MasonryUnitsFill
| Concrete - Part Grouted and Insulated - 125 lb/ft3 - 8 in. | ConcretePartGroutedInsulated125LbPerFt3Thickness8In | CodeItem |  | MasonryUnitsFill
| Concrete - Solid Grout - 105 lb/ft3 - 10 in. | ConcreteSolidGrout105LbPerFt3Thickness10In | CodeItem |  | MasonryUnitsSolid
| Concrete - Solid Grout - 105 lb/ft3 - 12 in. | ConcreteSolidGrout105LbPerFt3Thickness12In | CodeItem |  | MasonryUnitsSolid
| Concrete - Solid Grout - 105 lb/ft3 - 6 in. | ConcreteSolidGrout105LbPerFt3Thickness6In | CodeItem |  | MasonryUnitsSolid
| Concrete - Solid Grout - 105 lb/ft3 - 8 in. | ConcreteSolidGrout105LbPerFt3Thickness8In | CodeItem |  | MasonryUnitsSolid
| Concrete - Solid Grout - 115 lb/ft3 - 10 in. | ConcreteSolidGrout115LbPerFt3Thickness10In | CodeItem |  | MasonryUnitsSolid
| Concrete - Solid Grout - 115 lb/ft3 - 12 in. | ConcreteSolidGrout115LbPerFt3Thickness12In | CodeItem |  | MasonryUnitsSolid
| Concrete - Solid Grout - 115 lb/ft3 - 6 in. | ConcreteSolidGrout115LbPerFt3Thickness6In | CodeItem |  | MasonryUnitsSolid
| Concrete - Solid Grout - 115 lb/ft3 - 8 in. | ConcreteSolidGrout115LbPerFt3Thickness8In | CodeItem |  | MasonryUnitsSolid
| Concrete - Solid Grout - 125 lb/ft3 - 10 in. | ConcreteSolidGrout125LbPerFt3Thickness10In | CodeItem |  | MasonryUnitsSolid
| Concrete - Solid Grout - 125 lb/ft3 - 12 in. | ConcreteSolidGrout125LbPerFt3Thickness12In | CodeItem |  | MasonryUnitsSolid
| Concrete - Solid Grout - 125 lb/ft3 - 6 in. | ConcreteSolidGrout125LbPerFt3Thickness6In | CodeItem |  | MasonryUnitsSolid
| Concrete - Solid Grout - 125 lb/ft3 - 8 in. | ConcreteSolidGrout125LbPerFt3Thickness8In | CodeItem |  | MasonryUnitsSolid
| Concrete Paver | Concrete_Paver | CodeItem |  | MasonryMaterials
| Concrete Sandwich Panel - 100% Ins. Layer - No Steel in Ins. - Ins. 1 1/2 in. | ConcreteSandwichPanel100PercentInsulationNoSteelInsulation1_5In | CodeItem |  | ConcreteSandwichPanel
| Concrete Sandwich Panel - 100% Ins. Layer - No Steel in Ins. - Ins. 2 in. | ConcreteSandwichPanel100PercentInsulationNoSteelInsulation2In | CodeItem |  | ConcreteSandwichPanel
| Concrete Sandwich Panel - 100% Ins. Layer - No Steel in Ins. - Ins. 3 in. | ConcreteSandwichPanel100PercentInsulationNoSteelInsulation3In | CodeItem |  | ConcreteSandwichPanel
| Concrete Sandwich Panel - 100% Ins. Layer - No Steel in Ins. - Ins. 4 in. | ConcreteSandwichPanel100PercentInsulationNoSteelInsulation4In | CodeItem |  | ConcreteSandwichPanel
| Concrete Sandwich Panel - 100% Ins. Layer - No Steel in Ins. - Ins. 6 in. | ConcreteSandwichPanel100PercentInsulationNoSteelInsulation6In | CodeItem |  | ConcreteSandwichPanel
| Concrete Sandwich Panel - 100% Ins. Layer - Steel in Ins. - Ins. 1 1/2 in. | ConcreteSandwichPanel100PercentInsulationSteelInsulation1_5In | CodeItem |  | ConcreteSandwichPanel
| Concrete Sandwich Panel - 100% Ins. Layer - Steel in Ins. - Ins. 2 in. | ConcreteSandwichPanel100PercentInsulationSteelInsulation2In | CodeItem |  | ConcreteSandwichPanel
| Concrete Sandwich Panel - 100% Ins. Layer - Steel in Ins. - Ins. 3 in. | ConcreteSandwichPanel100PercentInsulationSteelInsulation3In | CodeItem |  | ConcreteSandwichPanel
| Concrete Sandwich Panel - 100% Ins. Layer - Steel in Ins. - Ins. 4 in. | ConcreteSandwichPanel100PercentInsulationSteelInsulation4In | CodeItem |  | ConcreteSandwichPanel
| Concrete Sandwich Panel - 100% Ins. Layer - Steel in Ins. - Ins. 6 in. | ConcreteSandwichPanel100PercentInsulationSteelInsulation6In | CodeItem |  | ConcreteSandwichPanel
| Concrete Sandwich Panel - 80% Ins. Layer - No Steel in Ins. - Ins. 1 1/2 in. | ConcreteSandwichPanel80PercentInsulationNoSteelInsulation1_5In | CodeItem |  | ConcreteSandwichPanel
| Concrete Sandwich Panel - 80% Ins. Layer - No Steel in Ins. - Ins. 2 in. | ConcreteSandwichPanel80PercentInsulationNoSteelInsulation2In | CodeItem |  | ConcreteSandwichPanel
| Concrete Sandwich Panel - 80% Ins. Layer - No Steel in Ins. - Ins. 3 in. | ConcreteSandwichPanel80PercentInsulationNoSteelInsulation3In | CodeItem |  | ConcreteSandwichPanel
| Concrete Sandwich Panel - 80% Ins. Layer - No Steel in Ins. - Ins. 4 in. | ConcreteSandwichPanel80PercentInsulationNoSteelInsulation4In | CodeItem |  | ConcreteSandwichPanel
| Concrete Sandwich Panel - 80% Ins. Layer - No Steel in Ins. - Ins. 6 in. | ConcreteSandwichPanel80PercentInsulationNoSteelInsulation6In | CodeItem |  | ConcreteSandwichPanel
| Concrete Sandwich Panel - 80% Ins. Layer - Steel in Ins. - Ins. 1 1/2 in. | ConcreteSandwichPanel80PercentInsulationSteelInsulation1_5In | CodeItem |  | ConcreteSandwichPanel
| Concrete Sandwich Panel - 80% Ins. Layer - Steel in Ins. - Ins. 2 in. | ConcreteSandwichPanel80PercentInsulationSteelInsulation2In | CodeItem |  | ConcreteSandwichPanel
| Concrete Sandwich Panel - 80% Ins. Layer - Steel in Ins. - Ins. 3 in. | ConcreteSandwichPanel80PercentInsulationSteelInsulation3In | CodeItem |  | ConcreteSandwichPanel
| Concrete Sandwich Panel - 80% Ins. Layer - Steel in Ins. - Ins. 4 in. | ConcreteSandwichPanel80PercentInsulationSteelInsulation4In | CodeItem |  | ConcreteSandwichPanel
| Concrete Sandwich Panel - 80% Ins. Layer - Steel in Ins. - Ins. 6 in. | ConcreteSandwichPanel80PercentInsulationSteelInsulation6In | CodeItem |  | ConcreteSandwichPanel
| Concrete Sandwich Panel - 90% Ins. Layer - No Steel in Ins. - Ins. 1 1/2 in. | ConcreteSandwichPanel90PercentInsulationNoSteelInsulation1_5In | CodeItem |  | ConcreteSandwichPanel
| Concrete Sandwich Panel - 90% Ins. Layer - No Steel in Ins. - Ins. 2 in. | ConcreteSandwichPanel90PercentInsulationNoSteelInsulation2In | CodeItem |  | ConcreteSandwichPanel
| Concrete Sandwich Panel - 90% Ins. Layer - No Steel in Ins. - Ins. 3 in. | ConcreteSandwichPanel90PercentInsulationNoSteelInsulation3In | CodeItem |  | ConcreteSandwichPanel
| Concrete Sandwich Panel - 90% Ins. Layer - No Steel in Ins. - Ins. 4 in. | ConcreteSandwichPanel90PercentInsulationNoSteelInsulation4In | CodeItem |  | ConcreteSandwichPanel
| Concrete Sandwich Panel - 90% Ins. Layer - No Steel in Ins. - Ins. 6 in. | ConcreteSandwichPanel90PercentInsulationNoSteelInsulation6In | CodeItem |  | ConcreteSandwichPanel
| Concrete Sandwich Panel - 90% Ins. Layer - Steel in Ins. - Ins. 1 1/2 in. | ConcreteSandwichPanel90PercentInsulationSteelInsulation1_5In | CodeItem |  | ConcreteSandwichPanel
| Concrete Sandwich Panel - 90% Ins. Layer - Steel in Ins. - Ins. 2 in. | ConcreteSandwichPanel90PercentInsulationSteelInsulation2In | CodeItem |  | ConcreteSandwichPanel
| Concrete Sandwich Panel - 90% Ins. Layer - Steel in Ins. - Ins. 3 in. | ConcreteSandwichPanel90PercentInsulationSteelInsulation3In | CodeItem |  | ConcreteSandwichPanel
| Concrete Sandwich Panel - 90% Ins. Layer - Steel in Ins. - Ins. 4 in. | ConcreteSandwichPanel90PercentInsulationSteelInsulation4In | CodeItem |  | ConcreteSandwichPanel
| Concrete Sandwich Panel - 90% Ins. Layer - Steel in Ins. - Ins. 6 in. | ConcreteSandwichPanel90PercentInsulationSteelInsulation6In | CodeItem |  | ConcreteSandwichPanel
| Concrete/Sand Aggregate - 6 in. | ConcreteSandAggregateThickness6In | CodeItem |  | Plastering
| Continuous Ins. - Double glass with no low e coatings - No Ins. | ContinuousInsulationDoubleNoLowENoIns | CodeItem |  | SpandrelPanels
| Continuous Ins. - Double glass with no low e coatings - R10 Ins. | ContinuousInsulationDoubleNoLowER10Ins | CodeItem |  | SpandrelPanels
| Continuous Ins. - Double glass with no low e coatings - R15 Ins. | ContinuousInsulationDoubleNoLowER15Ins | CodeItem |  | SpandrelPanels
| Continuous Ins. - Double glass with no low e coatings - R20 Ins. | ContinuousInsulationDoubleNoLowER20Ins | CodeItem |  | SpandrelPanels
| Continuous Ins. - Double glass with no low e coatings - R25 Ins. | ContinuousInsulationDoubleNoLowER25Ins | CodeItem |  | SpandrelPanels
| Continuous Ins. - Double glass with no low e coatings - R30 Ins. | ContinuousInsulationDoubleNoLowER30Ins | CodeItem |  | SpandrelPanels
| Continuous Ins. - Double glass with no low e coatings - R4 Ins. | ContinuousInsulationDoubleNoLowER4Ins | CodeItem |  | SpandrelPanels
| Continuous Ins. - Double glass with no low e coatings - R7 Ins. | ContinuousInsulationDoubleNoLowER7Ins | CodeItem |  | SpandrelPanels
| Continuous Ins. - Single glass pane. stone. or metal pane - No Ins. | ContinuousInsulationSingleGlassStoneMetalNoIns | CodeItem |  | SpandrelPanels
| Continuous Ins. - Single glass pane. stone. or metal pane - R10 Ins. | ContinuousInsulationSingleGlassStoneMetalR10Ins | CodeItem |  | SpandrelPanels
| Continuous Ins. - Single glass pane. stone. or metal pane - R15 Ins. | ContinuousInsulationSingleGlassStoneMetalR15Ins | CodeItem |  | SpandrelPanels
| Continuous Ins. - Single glass pane. stone. or metal pane - R20 Ins. | ContinuousInsulationSingleGlassStoneMetalR20Ins | CodeItem |  | SpandrelPanels
| Continuous Ins. - Single glass pane. stone. or metal pane - R25 Ins. | ContinuousInsulationSingleGlassStoneMetalR25Ins | CodeItem |  | SpandrelPanels
| Continuous Ins. - Single glass pane. stone. or metal pane - R30 Ins. | ContinuousInsulationSingleGlassStoneMetalR30Ins | CodeItem |  | SpandrelPanels
| Continuous Ins. - Single glass pane. stone. or metal pane - R4 Ins. | ContinuousInsulationSingleGlassStoneMetalR4Ins | CodeItem |  | SpandrelPanels
| Continuous Ins. - Single glass pane. stone. or metal pane - R7 Ins. | ContinuousInsulationSingleGlassStoneMetalR7Ins | CodeItem |  | SpandrelPanels
| Continuous Ins. - Triple or low e glass - No Ins. | ContinuousInsulationTripleOrLowENoIns | CodeItem |  | SpandrelPanels
| Continuous Ins. - Triple or low e glass - R10 Ins. | ContinuousInsulationTripleOrLowER10Ins | CodeItem |  | SpandrelPanels
| Continuous Ins. - Triple or low e glass - R15 Ins. | ContinuousInsulationTripleOrLowER15Ins | CodeItem |  | SpandrelPanels
| Continuous Ins. - Triple or low e glass - R20 Ins. | ContinuousInsulationTripleOrLowER20Ins | CodeItem |  | SpandrelPanels
| Continuous Ins. - Triple or low e glass - R25 Ins. | ContinuousInsulationTripleOrLowER25Ins | CodeItem |  | SpandrelPanels
| Continuous Ins. - Triple or low e glass - R30 Ins. | ContinuousInsulationTripleOrLowER30Ins | CodeItem |  | SpandrelPanels
| Continuous Ins. - Triple or low e glass - R4 Ins. | ContinuousInsulationTripleOrLowER4Ins | CodeItem |  | SpandrelPanels
| Continuous Ins. - Triple or low e glass - R7 Ins. | ContinuousInsulationTripleOrLowER7Ins | CodeItem |  | SpandrelPanels
| Expanded perlite - organic bonded - 1 1/2 in. R4.2 | ExpandedPerliteOrganicBonded1_5In_R4_2 | CodeItem |  | InsulationBoard
| Expanded perlite - organic bonded - 1 in. R2.8 | ExpandedPerliteOrganicBonded1In_R2_8 | CodeItem |  | InsulationBoard
| Expanded perlite - organic bonded - 2 in. R5.6 | ExpandedPerliteOrganicBonded2In_R5_6 | CodeItem |  | InsulationBoard
| Expanded perlite - organic bonded - 3 in. R8.3 | ExpandedPerliteOrganicBonded3In_R8_3 | CodeItem |  | InsulationBoard
| Expanded perlite - organic bonded - 3/4 in. R2.1 | ExpandedPerliteOrganicBonded0_75In_R2_1 | CodeItem |  | InsulationBoard
| Expanded perlite - organic bonded - 4 in. R11 | ExpandedPerliteOrganicBonded4In_R11 | CodeItem |  | InsulationBoard
| Expanded perlite - organic bonded - 6 in. R17 | ExpandedPerliteOrganicBonded6In_R17 | CodeItem |  | InsulationBoard
| Expanded Polystyrene - EPS - 1 1/2 in. R6.3 | ExpandedPolystyrene1_5In_R6_3 | CodeItem |  | InsulationBoard
| Expanded Polystyrene - EPS - 1 1/4 in. R5.2 | ExpandedPolystyrene1_25In_R5_2 | CodeItem |  | InsulationBoard
| Expanded Polystyrene - EPS - 1 15/16 in. R8.1 | ExpandedPolystyrene1_9375In_R8_1 | CodeItem |  | InsulationBoard
| Expanded Polystyrene - EPS - 1 3/4 in. R7.3 | ExpandedPolystyrene1_75In_R7_3 | CodeItem |  | InsulationBoard
| Expanded Polystyrene - EPS - 1 7/8 in. R8.0 | ExpandedPolystyrene1_875In_R8 | CodeItem |  | InsulationBoard
| Expanded Polystyrene - EPS - 1 in. R4.2 | ExpandedPolystyrene1In_R4_2 | CodeItem |  | InsulationBoard
| Expanded Polystyrene - EPS - 1/2 in. R2.1 | ExpandedPolystyrene0_5In_R2_1 | CodeItem |  | InsulationBoard
| Expanded Polystyrene - EPS - 1/4 in. R1 | ExpandedPolystyrene0_25In_R1 | CodeItem |  | InsulationBoard
| Expanded Polystyrene - EPS - 2 2/5 in. R10 | ExpandedPolystyrene2_4In_R10 | CodeItem |  | InsulationBoard
| Expanded Polystyrene - EPS - 2 7/16 in. R10 | ExpandedPolystyrene2_4375In_R10 | CodeItem |  | InsulationBoard
| Expanded Polystyrene - EPS - 2 in. R8.3 | ExpandedPolystyrene2In_R8_3 | CodeItem |  | InsulationBoard
| Expanded Polystyrene - EPS - 3 1/2 in. R15 | ExpandedPolystyrene3_5In_R15 | CodeItem |  | InsulationBoard
| Expanded Polystyrene - EPS - 3 1/3 in. R14 | ExpandedPolystyrene3_3333In_R14 | CodeItem |  | InsulationBoard
| Expanded Polystyrene - EPS - 3 2/5 in. R14 | ExpandedPolystyrene3_4In_R14 | CodeItem |  | InsulationBoard
| Expanded Polystyrene - EPS - 3 in. R13 | ExpandedPolystyrene3In_ R13 | CodeItem |  | InsulationBoard
| Expanded Polystyrene - EPS - 3/4 in. R3.1 | ExpandedPolystyrene0_75In_R3_1 | CodeItem |  | InsulationBoard
| Expanded Polystyrene - EPS - 4 1/16 in. R17 | ExpandedPolystyrene4_0625In_R17 | CodeItem |  | InsulationBoard
| Expanded Polystyrene - EPS - 4 7/10 in. R20 | ExpandedPolystyrene4_7In_R20 | CodeItem |  | InsulationBoard
| Expanded Polystyrene - EPS - 5 19/20 in. R25 | ExpandedPolystyrene5_95In_R25 | CodeItem |  | InsulationBoard
| Expanded Polystyrene - EPS - 5 2/5 in. R22 | ExpandedPolystyrene5_4In_R22 | CodeItem |  | InsulationBoard
| Expanded Polystyrene - EPS - 6 1/10 in. R25 | ExpandedPolystyrene6_1In_R25 | CodeItem |  | InsulationBoard
| Expanded Polystyrene - EPS - 6 7/8 in. R29 | ExpandedPolystyrene6_875In_R29 | CodeItem |  | InsulationBoard
| Expanded Polystyrene - EPS - 8 3/5 in. R35 | ExpandedPolystyrene8_6In_R35 | CodeItem |  | InsulationBoard
| Expanded Polyurethane - 1 1/4 in. R7.8 | ExpandedPolyurethane1_25In_R7_8 | CodeItem |  | InsulationBoard
| Expanded Polyurethane - 1 in. R6.3 | ExpandedPolyurethane1In_R6_3 | CodeItem |  | InsulationBoard
| Expanded Polyurethane - 1/2 in. R3.1 | ExpandedPolyurethane0_5In_R3_1 | CodeItem |  | InsulationBoard
| Expanded Polyurethane - 2 in. R12.6 | ExpandedPolyurethane2In_R12_6 | CodeItem |  | InsulationBoard
| Expanded Polyurethane - 3/4 in. R4.7 | ExpandedPolyurethane0_75In_R4_7 | CodeItem |  | InsulationBoard
| Extruded Polystyrene - XPS - 1 3/4 in. R8.75 | ExpandedPolystyreneXPS1_75In_R8_75 | CodeItem |  | InsulationBoard
| Extruded Polystyrene - XPS - 1 78 in. R9.37 | ExpandedPolystyreneXPS1_875In_R9_37 | CodeItem |  | InsulationBoard
| Extruded Polystyrene - XPS - 6 in. R30.00 | ExpandedPolystyreneXPS6In_R30 | CodeItem |  | InsulationBoard
| Extruded Polystyrene - XPS - 8 in. R40.00 | ExpandedPolystyreneXPS8In_R40 | CodeItem |  | InsulationBoard
| Extruded Polystyrene - XPS - 1 1/2 in. R7.50 | ExpandedPolystyreneXPS1_5In_R7_50 | CodeItem |  | InsulationBoard
| Extruded Polystyrene - XPS - 1 1/4 in. R6.25 | ExpandedPolystyreneXPS1_25In_R6_25 | CodeItem |  | InsulationBoard
| Extruded Polystyrene - XPS - 1 in. R5.00 | ExpandedPolystyreneXPS1In_R5 | CodeItem |  | InsulationBoard
| Extruded Polystyrene - XPS - 1/2 in. R2.50 | ExpandedPolystyreneXPS0_5In_R2_50 | CodeItem |  | InsulationBoard
| Extruded Polystyrene - XPS - 1/4 in. R1.25 | ExpandedPolystyreneXPS0_25In_R1_25 | CodeItem |  | InsulationBoard
| Extruded Polystyrene - XPS - 2 1/2 in. R12.50 | ExpandedPolystyreneXPS2_5In_R12_50 | CodeItem |  | InsulationBoard
| Extruded Polystyrene - XPS - 2 in. R10.00 | ExpandedPolystyreneXPS2In_R10 | CodeItem |  | InsulationBoard
| Extruded Polystyrene - XPS - 3 1/2 in. R17.50 | ExpandedPolystyreneXPS3_5In_R17_50 | CodeItem |  | InsulationBoard
| Extruded Polystyrene - XPS - 3 in. R15.00 | ExpandedPolystyreneXPS3In_R15 | CodeItem |  | InsulationBoard
| Extruded Polystyrene - XPS - 3/4 in. R3.75 | ExpandedPolystyreneXPS0_75In_R3_75 | CodeItem |  | InsulationBoard
| Extruded Polystyrene - XPS - 4 1/2 in. R22.50 | ExpandedPolystyreneXPS4_5In_R22_50 | CodeItem |  | InsulationBoard
| Extruded Polystyrene - XPS - 4 in. R20.00 | ExpandedPolystyreneXPS4In_R20 | CodeItem |  | InsulationBoard
| Extruded Polystyrene - XPS - 5 1/2 in. R27.50 | ExpandedPolystyreneXPS5_5In_R27_50 | CodeItem |  | InsulationBoard
| Extruded Polystyrene - XPS - 5 in. R25.00 | ExpandedPolystyreneXPS5In_R25 | CodeItem |  | InsulationBoard
| Extruded Polystyrene - XPS - 6 1/2 in. R32.50 | ExpandedPolystyreneXPS6_5In_R32_50 | CodeItem |  | InsulationBoard
| Extruded Polystyrene - XPS - 8 1/2 in. R42.50 | ExpandedPolystyreneXPS8_5In_R42_50 | CodeItem |  | InsulationBoard
| Fiber cement board - 63 lb/ft3 - 1/3 in. | FiberCementBoard63LbPerFt3Thickness0_33In | CodeItem |  | BoardAndSiding
| Fiber cement board - 88 lb/ft3 - 1/2 in. | FiberCementBoard88LbPerFt3Thickness0_5In | CodeItem |  | BoardAndSiding
| Fiber cement board - 88 lb/ft3 - 1/3 in. | FiberCementBoard88LbPerFt3Thickness0_33In | CodeItem |  | BoardAndSiding
| Fiberboard sheathing - 1/2 in. | FiberboardSheathing0_5In | CodeItem |  | BoardAndSiding
| Glass fiber batt - 10 in. R30 (CEC Default) | GlassFiberBatt10In_ R30_CEC_Default | CodeItem |  | InsulationBatt
| Glass fiber batt - 12 in. R38 (CEC Default) | GlassFiberBatt12In_ R38_CEC_Default | CodeItem |  | InsulationBatt
| Glass fiber batt - 3 1/2 in. R11 (CEC Default) | GlassFiberBatt3_5In_ R11_CEC_Default | CodeItem |  | InsulationBatt
| Glass fiber batt - 3 1/2 in. R13 (CEC Default) | GlassFiberBatt3_5In_ R13_CEC_Default | CodeItem |  | InsulationBatt
| Glass fiber batt - 3 1/2 in. R15 (CEC Default) | GlassFiberBatt3_5In_ R15_CEC_Default | CodeItem |  | InsulationBatt
| Glass fiber batt - 4 1/2 in. | GlassFiberBatt4_5In | CodeItem |  | InsulationBatt
| Glass fiber batt - 4 in. | GlassFiberBatt4In | CodeItem |  | InsulationBatt
| Glass fiber batt - 5 1/2 in. R19 (CEC Default) | GlassFiberBatt5_5In_ R19_CEC_Default | CodeItem |  | InsulationBatt
| Glass fiber batt - 5 1/2 in. R21 (CEC Default) | GlassFiberBatt5_5In_ R21_CEC_Default | CodeItem |  | InsulationBatt
| Glass fiber batt - 5 in. | GlassFiberBatt5In | CodeItem |  | InsulationBatt
| Glass fiber batt - 6 1/2 in. | GlassFiberBatt6_5In | CodeItem |  | InsulationBatt
| Glass fiber batt - 6 in. | GlassFiberBatt6In | CodeItem |  | InsulationBatt
| Glass fiber batt - 7 1/4 in. R25 (CEC Default) | GlassFiberBatt7_25In_ R25_CEC_Default | CodeItem |  | InsulationBatt
| Glass fiber batt - 7 1/4 in. R30 (CEC Default) | GlassFiberBatt7_25In_ R30_CEC_Default | CodeItem |  | InsulationBatt
| Glass fiber batt - 8 1/4 in. R30C (CEC Default) | GlassFiberBatt8_25In_ R30_CEC_Default | CodeItem |  | InsulationBatt
| Gypsum Board - 1/2 in. | GypsumBoard0_5In | CodeItem |  | BoardAndSiding
| Gypsum Board - 3/4 in. | GypsumBoard0_75In | CodeItem |  | BoardAndSiding
| Gypsum Board - 3/8 in. | GypsumBoard0_375In | CodeItem |  | BoardAndSiding
| Gypsum Board - 5/8 in. | GypsumBoard0_625In | CodeItem |  | BoardAndSiding
| Gypsum partition block - 3 cells - 4 in. x 12 in. x 30 in. - 4 in. | GypsumPartitionBlock3Cell4x12x30Thickness4In | CodeItem |  | MasonryMaterials
| Gypsum partition block - 4 cells - 3 in. x 12 in. x 30 in. - 3 in. | GypsumPartitionBlock4Cell3x12x30Thickness3In | CodeItem |  | MasonryMaterials
| Gypsum plaster - 80 lb/ft3 - 1/2 in. | GypsumPlaster80LbPerFt3Thickness0_5In | CodeItem |  | Plastering
| Gypsum plaster - 80 lb/ft3 - 5/8 in. | GypsumPlaster80LbPerFt3Thickness0_625In | CodeItem |  | Plastering
| Gypsum plaster - on metal lath 70 lb/ft3 - 3/4 in. | GypsumPlasterOnMetalLath70LbPerFt3Thickness0_75In | CodeItem |  | Plastering
| Gypsum plaster - on metal lath 80 lb/ft3 - 3/4 in. | GypsumPlasterOnMetalLath80LbPerFt3Thickness0_75In | CodeItem |  | Plastering
| Hard Board - 3/4 in. | HardBoard0_75In | CodeItem |  | BoardAndSiding
| Hardboard - HDF - 50 lb/ft3 - 1/2 in. | HardBoardHDF50LbPerFt3Thickness0_5In | CodeItem |  | BoardAndSiding
| Hardboard - HDF - 50 lb/ft3 - 3/4 in. | HardBoardHDF50LbPerFt3Thickness0_75In | CodeItem |  | BoardAndSiding
| Hardboard - HDF - 50 lb/ft3 - 3/8in. | HardBoardHDF50LbPerFt3Thickness0_375In | CodeItem |  | BoardAndSiding
| Hardboard - HDF - 50 lb/ft3 - 5/8in. | HardBoardHDF50LbPerFt3Thickness0_625In | CodeItem |  | BoardAndSiding
| Hardwood - 1 in. | Hardwood1In | CodeItem |  | Wood
| Hardwood - 1/2 in. | Hardwood0_5In | CodeItem |  | Wood
| Hardwood - 3/4 in. | Hardwood0_75In | CodeItem |  | Wood
| HB Part. Brd - 3/4 in. | HBPartBoard0_75In | CodeItem |  | BoardAndSiding
| Insulating Concrete Forms - 1 1/2 in. Polyurethane Ins. each side - concrete 6 in. | ICF1_5InPolyurethaneEachSideConcrete6In | CodeItem |  | ICFWall
| Insulating Concrete Forms - 1 1/2 in. Polyurethane Ins. each side - concrete 8 in. | ICF1_5InPolyurethaneEachSideConcrete8In | CodeItem |  | ICFWall
| Insulating Concrete Forms - 2 1/2 in. EPS Ins. each side - concrete 6 in. | ICF2_5InEPSEachSideConcrete6In | CodeItem |  | ICFWall
| Insulating Concrete Forms - 2 1/2 in. EPS Ins. each side - concrete 8 in. | ICF2_5InEPSEachSideConcrete8In | CodeItem |  | ICFWall
| Insulating Concrete Forms - 2 in. EPS Ins. each side - concrete 6 in. | ICF2InEPSEachSideConcrete6In | CodeItem |  | ICFWall
| Insulating Concrete Forms - 2 in. EPS Ins. each side - concrete 8 in. | ICF2InEPSEachSideConcrete8In | CodeItem |  | ICFWall
| Insulating Concrete Forms - 2 in. Polyurethane Ins. each side - concrete 6 in. | ICF2InPolyurethaneEachSideConcrete6In | CodeItem |  | ICFWall
| Insulating Concrete Forms - 2 in. Polyurethane Ins. each side - concrete 8 in. | ICF2InPolyurethaneEachSideConcrete8In | CodeItem |  | ICFWall
| Insulating Concrete Forms - 2 in. XPS Ins. each side - concrete 6 in. | ICF2InXPSEachSideConcrete6In | CodeItem |  | ICFWall
| Insulating Concrete Forms - 2 in. XPS Ins. each side - concrete 8 in. | ICF2InXPSEachSideConcrete8In | CodeItem |  | ICFWall
| Insulating Concrete Forms - 3 in. EPS Ins. each side - concrete 6 in. | ICF3InEPSEachSideConcrete6In | CodeItem |  | ICFWall
| Insulating Concrete Forms - 3 in. EPS Ins. each side - concrete 8 in. | ICF3InEPSEachSideConcrete8In | CodeItem |  | ICFWall
| Insulating Concrete Forms - 3 in. XPS Ins. each side - concrete 6 in. | ICF3InXPSEachSideConcrete6In | CodeItem |  | ICFWall
| Insulating Concrete Forms - 3 in. XPS Ins. each side - concrete 8 in. | ICF3InXPSEachSideConcrete8In | CodeItem |  | ICFWall
| Insulating Concrete Forms - 4 1/2 in. Polyurethane Ins. each side - concrete 6 in. | ICF4_5InPolyurethaneEachSideConcrete6In | CodeItem |  | ICFWall
| Insulating Concrete Forms - 4 1/2 in. Polyurethane Ins. each side - concrete 8 in. | ICF4_5InPolyurethaneEachSideConcrete8In | CodeItem |  | ICFWall
| Insulating Concrete Forms - 4 in. EPS Ins. each side - concrete 6 in. | ICF4InEPSEachSideConcrete6In | CodeItem |  | ICFWall
| Insulating Concrete Forms - 4 in. EPS Ins. each side - concrete 8 in. | ICF4InEPSEachSideConcrete8In | CodeItem |  | ICFWall
| Insulating Concrete Forms - 4 in. XPS Ins. each side - concrete 6 in. | ICF4InXPSEachSideConcrete6In | CodeItem |  | ICFWall
| Insulating Concrete Forms - 4 in. XPS Ins. each side - concrete 8 in. | ICF4InXPSEachSideConcrete8In | CodeItem |  | ICFWall
| Light Roof - 2/5 in. | LightRoof0_4In | CodeItem |  | Roofing
| Linoleum/cork tile - 1/4 in. | LinoleumCorkTile0_25In | CodeItem |  | FinishMaterials
| Loose fill - Mineral fiber - 2 lb/ft3 - 13 3/4 in. | LooseFillMineralFiber2LbPerFt3Thickness13_75In | CodeItem |  | InsulationLooseFill
| Loose fill - Mineral fiber - 2 lb/ft3 - 4 in. | LooseFillMineralFiber2LbPerFt3Thickness4In | CodeItem |  | InsulationLooseFill
| Loose fill - Mineral fiber - 2 lb/ft3 - 6 1/2 in. | LooseFillMineralFiber2LbPerFt3Thickness6_5In | CodeItem |  | InsulationLooseFill
| Loose fill - Mineral fiber - 2 lb/ft3 - 7 1/2 in. | LooseFillMineralFiber2LbPerFt3Thickness7_5In | CodeItem |  | InsulationLooseFill
| Loose fill - Mineral fiber - 2 lb/ft3 - 8 1/4 in. | LooseFillMineralFiber2LbPerFt3Thickness8_25In | CodeItem |  | InsulationLooseFill
| Loose fill - Mineral fiber - closed sidewalls - 3 1/2 in. | LooseFillMineralFiberClosedSidewallsThickness3_5In | CodeItem |  | InsulationLooseFill
| Mastic asphalt (heavy - 20% grit) - 1 in. | MasticAsphaltHeavy20PercentGrit1In | CodeItem |  | Roofing
| Metal Deck - 1/16 in. | MetalDeck0_0625In | CodeItem |  | BoardAndSiding
| Metal Insulated Panels - 2 1/2 in. | MetalInsulatedPanel2_5In | CodeItem |  | MetalInsulatedPanelWall
| Metal Insulated Panels - 2 in. | MetalInsulatedPanel2In | CodeItem |  | MetalInsulatedPanelWall
| Metal Insulated Panels - 3 in. | MetalInsulatedPanel3In | CodeItem |  | MetalInsulatedPanelWall
| Metal Insulated Panels - 4 in. | MetalInsulatedPanel4In | CodeItem |  | MetalInsulatedPanelWall
| Metal Insulated Panels - 5 in. | MetalInsulatedPanel5In | CodeItem |  | MetalInsulatedPanelWall
| Metal Insulated Panels - 6 in. | MetalInsulatedPanel6In | CodeItem |  | MetalInsulatedPanelWall
| Metal Siding - 1/16 in. | MetalSiding0_0625In | CodeItem |  | BoardAndSiding
| Metal Standing Seam - 1/16 in. | MetalStandingSeam0_0625In | CodeItem |  | Roofing
| Mortar - Cement - 1 3/4 in. | MortarCementThickness1_75In | CodeItem |  | Plastering
| Mortar - Cement - 1 in. | MortarCementThickness1In | CodeItem |  | Plastering
| OSB - Oriented Strand Board - 1/2 in. | OrientedStrandBoard0_5In | CodeItem |  | BoardAndSiding
| OSB - Oriented Strand Board - 3/4 in. | OrientedStrandBoard0_75In | CodeItem |  | BoardAndSiding
| OSB - Oriented Strand Board - 5/8 in. | OrientedStrandBoard0_625In | CodeItem |  | BoardAndSiding
| Perlite board - 1 1/2 in. R3.8 | PerliteBoard1_5In_R3_8 | CodeItem |  | InsulationBoard
| Perlite board - 1 in. R2.5 | PerliteBoard1In_R2_5 | CodeItem |  | InsulationBoard
| Perlite board - 2 in. R5.0 | PerliteBoard2In_R5_0 | CodeItem |  | InsulationBoard
| Perlite board - 3/4 in. R1.9 | PerliteBoard0_75In_R1_9 | CodeItem |  | InsulationBoard
| Perlite plaster - 25 lb/ft3 - 1/2 in. | PerlitePlaster25LbPerFt3Thickness0_5In | CodeItem |  | Plastering
| Perlite plaster - 38 lb/ft3 - 1/2 in. | PerlitePlaster38LbPerFt3Thickness0_5In | CodeItem |  | Plastering
| Plaster/Sand Aggregate - 1 in. | PlasterSandAggregateThickness1In | CodeItem |  | Plastering
| Plywood - 1 1/2 in. | Plywood1_5In | CodeItem |  | BoardAndSiding
| Plywood - 1 1/4 in. | Plywood1_25In | CodeItem |  | BoardAndSiding
| Plywood - 1 in. | Plywood1In | CodeItem |  | BoardAndSiding
| Plywood - 1/2 in. | Plywood0_5In | CodeItem |  | BoardAndSiding
| Plywood - 1/4 in. | Plywood0_25In | CodeItem |  | BoardAndSiding
| Plywood - 3/4 in. | Plywood0_75In | CodeItem |  | BoardAndSiding
| Plywood - 3/8 in. | Plywood0_375In | CodeItem |  | BoardAndSiding
| Plywood - 5/8 in. | Plywood0_625In | CodeItem |  | BoardAndSiding
| Pulpboard or paper plaster - 1/2 in. | PulpboardOrPaperPlasterThickness0_5In | CodeItem |  | Plastering
| R-24 Batt Wall - 8 in. R24 | R24BattWall8In_R24 | CodeItem |  | InsulationBoard
| Rammed Earth | RammedEarth | CodeItem |  | InsulationOther
| Roof Gravel - 1 in. | RoofGravel1In | CodeItem |  | Roofing
| Roof Gravel - 1/2 in. | RoofGravel0_5In | CodeItem |  | Roofing
| Roofing felt - 1/8 in. | RoofingFelt0_125In | CodeItem |  | Membrane
| Roofing Felt - 15 pound | RoofingFelt15Pound | CodeItem |  | Membrane
| Roofing Felt - 30 pound | RoofingFelt30Pound | CodeItem |  | Membrane
| Rubber Tile - 1 in. | RubberTile1In | CodeItem |  | FinishMaterials
| Sand aggregate - 1/2 in. | SandAggregateThickness0_5In | CodeItem |  | Plastering
| Sand aggregate - 3/4 in. | SandAggregateThickness0_75In | CodeItem |  | Plastering
| Sand aggregate - 3/8 in. | SandAggregateThickness0_375In | CodeItem |  | Plastering
| Sand aggregate - 5/8 in. | SandAggregateThickness0_625In | CodeItem |  | Plastering
| Sand aggregate on metal lath - 3/4 in. | SandAggregateOnMetalLathThickness0_75In | CodeItem |  | Plastering
| Shingles - Asbestos cement - lapped - 1/4 in. | ShinglesAsbestosCementLapped0_25In | CodeItem |  | BoardAndSiding
| Shingles - Asphalt roll siding - 1/4 in. | ShinglesAsphaltRollSiding0_25In | CodeItem |  | BoardAndSiding
| Shingles - Wood - 16 in. - 7 1/2 in. exposure - 1/2 in. | ShinglesWood16In7_5InExposure0_5In | CodeItem |  | BoardAndSiding
| Shingles - Wood - plus insulated backer board Siding - 5/16 in. | ShinglesWoodInsulatedBackerBoardSiding0_3125In | CodeItem |  | BoardAndSiding
| Siding - Asphalt insulating siding - 1/2 in. bed - 1/2 in. | SidingAsphaltInsulating0_5InBed0_5In | CodeItem |  | BoardAndSiding
| Siding - Wood - bevel - 10 in. - lapped - 3/4 in. | SidingWoodBevel10_0InLapped0_75In | CodeItem |  | BoardAndSiding
| Single Ply Roofing - 1/4 in. | SinglePlyRoofing0_25In | CodeItem |  | Roofing
| SIPS - Crawl Space - R22 - Double 2x Spline - 6 1/2 in. | SIPSCrawlSpaceR22Double2xSpline6_5In | CodeItem |  | SIPS Floor
| SIPS - Crawl Space - R22 - I Joist Spline - 6 1/2 in. | SIPSCrawlSpaceR22IJoistSpline6_5In | CodeItem |  | SIPS Floor
| SIPS - Crawl Space - R22 - Single 2x Spline - 6 1/2 in. | SIPSCrawlSpaceR22Single2xSpline6_5In | CodeItem |  | SIPS Floor
| SIPS - Crawl Space - R28 - Double 2x Spline - 8 1/4 in. | SIPSCrawlSpaceR28Double2xSpline8_25In | CodeItem |  | SIPS Floor
| SIPS - Crawl Space - R28 - I Joist Spline - 8 1/4 in. | SIPSCrawlSpaceR28IJoistSpline8_25In | CodeItem |  | SIPS Floor
| SIPS - Crawl Space - R28 - Single 2x Spline - 8 1/4 in. | SIPSCrawlSpaceR28Single2xSpline8_25In | CodeItem |  | SIPS Floor
| SIPS - Crawl Space - R33 - Double 2x Spline - 6 1/2 in. | SIPSCrawlSpaceR33Double2xSpline6_5In | CodeItem |  | SIPS Floor
| SIPS - Crawl Space - R33 - I Joist Spline - 6 1/2 in. | SIPSCrawlSpaceR33IJoistSpline6_5In | CodeItem |  | SIPS Floor
| SIPS - Crawl Space - R33 - Single 2x Spline - 6 1/2 in. | SIPSCrawlSpaceR33Single2xSpline6_5In | CodeItem |  | SIPS Floor
| SIPS - Crawl Space - R36 - Double 2x Spline - 10 1/4 in. | SIPS_CrawlSpaceR36Double2xSpline10_25In | CodeItem |  | SIPS Floor
| SIPS - Crawl Space - R36 - I Joist Spline - 10 1/4 in. | SIPSCrawlSpaceR36IJoistSpline10_25In | CodeItem |  | SIPS Floor
| SIPS - Crawl Space - R36 - Single 2x Spline - 10 1/4 in. | SIPSCrawlSpaceR36Single2xSpline10_25In | CodeItem |  | SIPS Floor
| SIPS - No Crawl Space - R22 - Double 2x Spline - 6 1/2 in. | SIPSNoCrawlSpaceR22Double2xSpline6_5In | CodeItem |  | SIPS Floor
| SIPS - No Crawl Space - R22 - I Joist Spline - 6 1/2 in. | SIPSNoCrawlSpaceR22IJoistSpline6_5In | CodeItem |  | SIPS Floor
| SIPS - No Crawl Space - R22 - Single 2x Spline - 6 1/2 in. | SIPSNoCrawlSpaceR22Single2xSpline6_5In | CodeItem |  | SIPS Floor
| SIPS - No Crawl Space - R28 - Double 2x Spline - 8 1/4 in. | SIPSNoCrawlSpaceR28Double2xSpline8_25In | CodeItem |  | SIPS Floor
| SIPS - No Crawl Space - R28 - I Joist Spline - 8 1/4 in. | SIPSNoCrawlSpaceR28IJoistSpline8_25In | CodeItem |  | SIPS Floor
| SIPS - No Crawl Space - R28 - Single 2x Spline - 8 1/4 in. | SIPSNoCrawlSpaceR28Single2xSpline8_25In | CodeItem |  | SIPS Floor
| SIPS - No Crawl Space - R33 - Double 2x Spline - 6 1/2 in. | SIPSNoCrawlSpaceR33Double2xSpline6_5In | CodeItem |  | SIPS Floor
| SIPS - No Crawl Space - R33 - I Joist Spline - 6 1/2 in. | SIPSNoCrawlSpaceR33IJoistSpline6_5In | CodeItem |  | SIPS Floor
| SIPS - No Crawl Space - R33 - Single 2x Spline - 6 1/2 in. | SIPSNoCrawlSpaceR33Single2xSpline6_5In | CodeItem |  | SIPS Floor
| SIPS - No Crawl Space - R36 - Double 2x Spline - 10 1/4 in. | SIPS_NoCrawlSpaceR36Double2xSpline10_25In | CodeItem |  | SIPS Floor
| SIPS - No Crawl Space - R36 - I Joist Spline - 10 1/4 in. | SIPSNoCrawlSpaceR36IJoistSpline10_25In | CodeItem |  | SIPS Floor
| SIPS - No Crawl Space - R36 - Single 2x Spline - 10 1/4 in. | SIPSNoCrawlSpaceR36Single2xSpline10_25In | CodeItem |  | SIPS Floor
| SIPS - R14 - Double 2x Spline - 4 1/2 in. | SIPSR14Double2xSpline4_5In | CodeItem |  | SIPSWall
| SIPS - R14 - I joist Spline - 4 1/2 in. | SIPSR14IJoistSpline4_5In | CodeItem |  | SIPSWall
| SIPS - R14 - Metal Spline - 48 in. | SIPSR14MetalSpline48In | CodeItem |  | SIPSRoof
| SIPS - R14 - OSB Spline - 4 1/2 in. | SIPSR14OSBSpline4_5In | CodeItem |  | SIPSWall
| SIPS - R14 - Single 2x Spline - 4 1/2 in. | SIPSR14Single2xSpline4_5In | CodeItem |  | SIPSWall
| SIPS - R18 - Double 2x Spline - 4 1/2 in. | SIPSR18Double2xSpline4_5In | CodeItem |  | SIPSWall
| SIPS - R18 - I joist Spline - 4 1/2 in. | SIPSR18IJoistSpline4_5In | CodeItem |  | SIPSWall
| SIPS - R18 - OSB Spline - 4 1/2 in. | SIPSR18OSBSpline4_5In | CodeItem |  | SIPSWall
| SIPS - R18 - Single 2x Spline - 4 1/2 in. | SIPSR18Single2xSpline4_5In | CodeItem |  | SIPSWall
| SIPS - R22 - Double 2x Spline - 6 1/2 in. | SIPSR22Double2xSpline6_5In | CodeItem |  | SIPSRoof
| SIPS - R22 - Double 2x Spline - 6 1/2 in. | SIPSR22Double2xSpline6_5In | CodeItem |  | SIPSWall
| SIPS - R22 - I joist Spline - 6 1/2 in. | SIPSR22IJoistSpline6_5In | CodeItem |  | SIPSRoof
| SIPS - R22 - I joist Spline - 6 1/2 in. | SIPSR22IJoistSpline6_5In | CodeItem |  | SIPSWall
| SIPS - R22 - Metal Spline - 48 in. | SIPSR22MetalSpline48In | CodeItem |  | SIPSRoof
| SIPS - R22 - OSB Spline - 6 1/2 in. | SIPSR22OSBSpline6_5In | CodeItem |  | SIPSRoof
| SIPS - R22 - OSB Spline - 6 1/2 in. | SIPSR22OSBSpline6_5In | CodeItem |  | SIPSWall
| SIPS - R22 - Single 2x Spline - 6 1/2 in. | SIPSR22Single2xSpline6_5In | CodeItem |  | SIPSRoof
| SIPS - R22 - Single 2x Spline - 6 1/2 in. | SIPSR22Single2xSpline6_5In | CodeItem |  | SIPSWall
| SIPS - R28 - Double 2x Spline - 8 1/2 in. | SIPSR28Double2xSpline8_5In | CodeItem |  | SIPSRoof
| SIPS - R28 - Double 2x Spline - 8 1/4 in. | SIPSR28Double2xSpline8_25In | CodeItem |  | SIPSWall
| SIPS - R28 - I joist Spline - 8 1/2 in. | SIPSR28IJoistSpline8_5In | CodeItem |  | SIPSRoof
| SIPS - R28 - I joist Spline - 8 1/4 in. | SIPSR28IJoistSpline8_25In | CodeItem |  | SIPSWall
| SIPS - R28 - Metal Spline - 48 in. | SIPSR28MetalSpline48In | CodeItem |  | SIPSRoof
| SIPS - R28 - OSB Spline - 8 1/2 in. | SIPSR28OSBSpline8_5In | CodeItem |  | SIPSRoof
| SIPS - R28 - OSB Spline - 8 1/4 in. | SIPSR28OSBSpline8_25In | CodeItem |  | SIPSWall
| SIPS - R28 - Single 2x Spline - 8 1/2 in. | SIPSR28Single2xSpline8_5In | CodeItem |  | SIPSRoof
| SIPS - R28 - Single 2x Spline - 8 1/4 in. | SIPSR28Single2xSpline8_25In | CodeItem |  | SIPSWall
| SIPS - R33 - Double 2x Spline - 6 1/2 in. | SIPSR33Double2xSpline6_5In | CodeItem |  | SIPSRoof
| SIPS - R33 - Double 2x Spline - 6 1/2 in. | SIPSR33Double2xSpline6_5In | CodeItem |  | SIPSWall
| SIPS - R33 - I joist Spline - 6 1/2 in. | SIPSR33IJoistSpline6_5In | CodeItem |  | SIPSRoof
| SIPS - R33 - I joist Spline - 6 1/2 in. | SIPSR33IJoistSpline6_5In | CodeItem |  | SIPSWall
| SIPS - R33 - OSB Spline - 6 1/2 in. | SIPSR33OSBSpline6_5In | CodeItem |  | SIPSRoof
| SIPS - R33 - OSB Spline - 6 1/2 in. | SIPSR33OSBSpline6_5In | CodeItem |  | SIPSWall
| SIPS - R33 - Single 2x Spline - 6 1/2 in. | SIPSR33Single2xSpline6_5In | CodeItem |  | SIPSRoof
| SIPS - R33 - Single 2x Spline - 6 1/2 in. | SIPSR33Single2xSpline6_5In | CodeItem |  | SIPSWall
| SIPS - R36 - Double 2x Spline - 10 1/4 in. | SIPSR36Double2xSpline10_25In | CodeItem |  | SIPSRoof
| SIPS - R36 - Double 2x Spline - 10 1/4 in. | SIPSR36Double2xSpline10_25In | CodeItem |  | SIPSWall
| SIPS - R36 - I joist Spline - 10 1/4 in. | SIPSR36IJoistSpline10_25In | CodeItem |  | SIPSRoof
| SIPS - R36 - I joist Spline - 10 1/4 in. | SIPSR36IJoistSpline10_25In | CodeItem |  | SIPSWall
| SIPS - R36 - Metal Spline - 48 in. | SIPSR36MetalSpline48In | CodeItem |  | SIPSRoof
| SIPS - R36 - OSB Spline - 10 1/4 in. | SIPSR36OSBSpline10_25In | CodeItem |  | SIPSRoof
| SIPS - R36 - OSB Spline - 10 1/4 in. | SIPSR36OSBSpline10_25In | CodeItem |  | SIPSWall
| SIPS - R36 - Single 2x Spline - 10 1/4 in. | SIPSR36Single2xSpline10_25In | CodeItem |  | SIPSRoof
| SIPS - R36 - Single 2x Spline - 10 1/4 in. | SIPSR36Single2xSpline10_25In | CodeItem |  | SIPSWall
| SIPS - R44 - Double 2x Spline - 12 1/4 in. | SIPSR44Double2xSpline12_25In | CodeItem |  | SIPSRoof
| SIPS - R44 - Double 2x Spline - 12 1/4 in. | SIPSR44Double2xSpline12_25In | CodeItem |  | SIPSWall
| SIPS - R44 - I joist Spline - 12 1/4 in. | SIPSR44IJoistSpline12_25In | CodeItem |  | SIPSRoof
| SIPS - R44 - I joist Spline - 12 1/4 in. | SIPSR44IJoistSpline12_25In | CodeItem |  | SIPSWall
| SIPS - R44 - OSB Spline - 12 1/4 in. | SIPSR44OSBSpline12_25In | CodeItem |  | SIPSRoof
| SIPS - R44 - OSB Spline - 12 1/4 in. | SIPSR44OSBSpline12_25In | CodeItem |  | SIPSWall
| SIPS - R44 - Single 2x Spline - 12 1/4 in. | SIPSR44Single2xSpline12_25In | CodeItem |  | SIPSRoof
| SIPS - R44 - Single 2x Spline - 12 1/4 in. | SIPSR44Single2xSpline12_25In | CodeItem |  | SIPSWall
| SIPS - R55 - Double 2x Spline - 10 1/4 in. | SIPSR55Double2xSpline10_25In | CodeItem |  | SIPSRoof
| SIPS - R55 - Double 2x Spline - 10 1/4 in. | SIPSR55Double2xSpline10_25In | CodeItem |  | SIPSWall
| SIPS - R55 - I joist Spline - 10 1/4 in. | SIPSR55IJoistSpline10_25In | CodeItem |  | SIPSRoof
| SIPS - R55 - I joist Spline - 10 1/4 in. | SIPSR55IJoistSpline10_25In | CodeItem |  | SIPSWall
| SIPS - R55 - OSB Spline - 10 1/4 in. | SIPSR55OSBSpline10_25In | CodeItem |  | SIPSRoof
| SIPS - R55 - OSB Spline - 10 1/4 in. | SIPSR55OSBSpline10_25In | CodeItem |  | SIPSWall
| SIPS - R55 - Single 2x Spline - 10 1/4 in. | SIPSR55Single2xSpline10_25In | CodeItem |  | SIPSRoof
| SIPS - R55 - Single 2x Spline - 10 1/4 in. | SIPSR55Single2xSpline10_25In | CodeItem |  | SIPSWall
| Slate - 1/2 in. | Slate0_5In | CodeItem |  | Roofing
| Slate or tile - 1/2 in. | SlateOrTile0_5In | CodeItem |  | FinishMaterials
| Softwood - 1 in. | SoftWood1In | CodeItem |  | Wood
| Softwood - 1.5 in. | SoftWood1_5In | CodeItem |  | Wood
| Softwood - 1/2 in. | SoftWood0_5In | CodeItem |  | Wood
| Softwood - 2 in. | SoftWood2In | CodeItem |  | Wood
| Softwood - 4 in. | SoftWood4In | CodeItem |  | Wood
| Soil | Soil | CodeItem |  | InsulationOther
| Spray applied - Cellulosic fiber - 4.6 lb/ft3 - 3 1/2 in. | SprayCellulosicFiber4_6LbPerFt3Thickness3_5In | CodeItem |  | InsulationSprayApplied
| Spray applied - Cellulosic fiber - 4.6 lb/ft3 - 4 1/2 in. | SprayCellulosicFiber4_6LbPerFt3Thickness4_5In | CodeItem |  | InsulationSprayApplied
| Spray applied - Cellulosic fiber - 4.6 lb/ft3 - 4 in. | SprayCellulosicFiber4_6LbPerFt3Thickness4In | CodeItem |  | InsulationSprayApplied
| Spray applied - Cellulosic fiber - 4.6 lb/ft3 - 5 1/2 in. | SprayCellulosicFiber4_6LbPerFt3Thickness5_5In | CodeItem |  | InsulationSprayApplied
| Spray applied - Cellulosic fiber - 4.6 lb/ft3 - 5 in. | SprayCellulosicFiber4_6LbPerFt3Thickness5In | CodeItem |  | InsulationSprayApplied
| Spray applied - Cellulosic fiber - 4.6 lb/ft3 - 6 1/2 in. | SprayCellulosicFiber4_6LbPerFt3Thickness6_5In | CodeItem |  | InsulationSprayApplied
| Spray applied - Cellulosic fiber - 4.6 lb/ft3 - 6 in. | SprayCellulosicFiber4_6LbPerFt3Thickness6In | CodeItem |  | InsulationSprayApplied
| Spray applied - Glass fiber - 3.9 lb/ft3 - 3 1/2 in. | SprayGlassFiber3_9LbPerFt3Thickness3_5In | CodeItem |  | InsulationSprayApplied
| Spray applied - Glass fiber - 3.9 lb/ft3 - 4 1/2 in. | SprayGlassFiber3_9LbPerFt3Thickness4_5In | CodeItem |  | InsulationSprayApplied
| Spray applied - Glass fiber - 3.9 lb/ft3 - 4 in. | SprayGlassFiber3_9LbPerFt3Thickness4In | CodeItem |  | InsulationSprayApplied
| Spray applied - Glass fiber - 3.9 lb/ft3 - 5 1/2 in. | SprayGlassFiber3_9LbPerFt3Thickness5_5In | CodeItem |  | InsulationSprayApplied
| Spray applied - Glass fiber - 3.9 lb/ft3 - 5 in. | SprayGlassFiber3_9LbPerFt3Thickness5In | CodeItem |  | InsulationSprayApplied
| Spray applied - Glass fiber - 3.9 lb/ft3 - 6 1/2 in. | SprayGlassFiber3_9LbPerFt3Thickness6_5In | CodeItem |  | InsulationSprayApplied
| Spray applied - Glass fiber - 3.9 lb/ft3 - 6 in. | SprayGlassFiber3_9LbPerFt3Thickness6In | CodeItem |  | InsulationSprayApplied
| Spray applied - Polyurethane foam - 0.5 lb/ft3 - 3 1/2 in. | SprayPolyurethaneFoam0_5LbPerFt3Thickness3_5In | CodeItem |  | InsulationSprayApplied
| Spray applied - Polyurethane foam - 0.5 lb/ft3 - 4 1/2 in. | SprayPolyurethaneFoam0_5LbPerFt3Thickness4_5In | CodeItem |  | InsulationSprayApplied
| Spray applied - Polyurethane foam - 0.5 lb/ft3 - 4 in. | SprayPolyurethaneFoam0_5LbPerFt3Thickness4In | CodeItem |  | InsulationSprayApplied
| Spray applied - Polyurethane foam - 0.5 lb/ft3 - 5 1/2 in. | SprayPolyurethaneFoam0_5LbPerFt3Thickness5_5In | CodeItem |  | InsulationSprayApplied
| Spray applied - Polyurethane foam - 0.5 lb/ft3 - 5 in. | SprayPolyurethaneFoam0_5LbPerFt3Thickness5In | CodeItem |  | InsulationSprayApplied
| Spray applied - Polyurethane foam - 0.5 lb/ft3 - 6 1/2 in. | SprayPolyurethaneFoam0_5LbPerFt3Thickness6_5In | CodeItem |  | InsulationSprayApplied
| Spray applied - Polyurethane foam - 0.5 lb/ft3 - 6 in. | SprayPolyurethaneFoam0_5LbPerFt3Thickness6In | CodeItem |  | InsulationSprayApplied
| Spray applied - Polyurethane foam - 3.0 lb/ft3 - 3 1/2 in. | SprayPolyurethaneFoam3_0LbPerFt3Thickness3_5In | CodeItem |  | InsulationSprayApplied
| Spray applied - Polyurethane foam - 3.0 lb/ft3 - 4 1/2 in. | SprayPolyurethaneFoam3_0LbPerFt3Thickness4_5In | CodeItem |  | InsulationSprayApplied
| Spray applied - Polyurethane foam - 3.0 lb/ft3 - 4 in. | SprayPolyurethaneFoam3_0LbPerFt3Thickness4In | CodeItem |  | InsulationSprayApplied
| Spray applied - Polyurethane foam - 3.0 lb/ft3 - 5 1/2 in. | SprayPolyurethaneFoam3_0LbPerFt3Thickness5_5In | CodeItem |  | InsulationSprayApplied
| Spray applied - Polyurethane foam - 3.0 lb/ft3 - 5 in. | SprayPolyurethaneFoam3_0LbPerFt3Thickness5In | CodeItem |  | InsulationSprayApplied
| Spray applied - Polyurethane foam - 3.0 lb/ft3 - 6 1/2 in. | SprayPolyurethaneFoam3_0LbPerFt3Thickness6_5In | CodeItem |  | InsulationSprayApplied
| Spray applied - Polyurethane foam - 3.0 lb/ft3 - 6 in. | SprayPolyurethaneFoam3_0LbPerFt3Thickness6In | CodeItem |  | InsulationSprayApplied
| Stone - 1 in. | Stone1In | CodeItem |  | MasonryMaterials
| Straw Bale - Int and Ext Stucco - 18 in. | StrawBaleIntExtStucco18In | CodeItem |  | StrawBaleWall
| Structural Glazing - Double glass with no low e coatings - No Ins. | StructuralGlazingDoubleNoLowENoIns | CodeItem |  | SpandrelPanels
| Structural Glazing - Double glass with no low e coatings - R10 Ins. | StructuralGlazingDoubleNoLowER10Ins | CodeItem |  | SpandrelPanels
| Structural Glazing - Double glass with no low e coatings - R15 Ins. | StructuralGlazingDoubleNoLowER15Ins | CodeItem |  | SpandrelPanels
| Structural Glazing - Double glass with no low e coatings - R20 Ins. | StructuralGlazingDoubleNoLowER20Ins | CodeItem |  | SpandrelPanels
| Structural Glazing - Double glass with no low e coatings - R25 Ins. | StructuralGlazingDoubleNoLowER25Ins | CodeItem |  | SpandrelPanels
| Structural Glazing - Double glass with no low e coatings - R30 Ins. | StructuralGlazingDoubleNoLowER30Ins | CodeItem |  | SpandrelPanels
| Structural Glazing - Double glass with no low e coatings - R4 Ins. | StructuralGlazingDoubleNoLowER4Ins | CodeItem |  | SpandrelPanels
| Structural Glazing - Double glass with no low e coatings - R7 Ins. | StructuralGlazingDoubleNoLowER7Ins | CodeItem |  | SpandrelPanels
| Structural Glazing - Single glass pane. stone. or metal pane - No Ins. | StructuralGlazingSingleGlassStoneMetalNoIns | CodeItem |  | SpandrelPanels
| Structural Glazing - Single glass pane. stone. or metal pane - R10 Ins. | StructuralGlazingSingleGlassStoneMetalR10Ins | CodeItem |  | SpandrelPanels
| Structural Glazing - Single glass pane. stone. or metal pane - R15 Ins. | StructuralGlazingSingleGlassStoneMetalR15Ins | CodeItem |  | SpandrelPanels
| Structural Glazing - Single glass pane. stone. or metal pane - R20 Ins. | StructuralGlazingSingleGlassStoneMetalR20Ins | CodeItem |  | SpandrelPanels
| Structural Glazing - Single glass pane. stone. or metal pane - R25 Ins. | StructuralGlazingSingleGlassStoneMetalR25Ins | CodeItem |  | SpandrelPanels
| Structural Glazing - Single glass pane. stone. or metal pane - R30 Ins. | StructuralGlazingSingleGlassStoneMetalR30Ins | CodeItem |  | SpandrelPanels
| Structural Glazing - Single glass pane. stone. or metal pane - R4 Ins. | StructuralGlazingSingleGlassStoneMetalR4Ins | CodeItem |  | SpandrelPanels
| Structural Glazing - Single glass pane. stone. or metal pane - R7 Ins. | StructuralGlazingSingleGlassStoneMetalR7Ins | CodeItem |  | SpandrelPanels
| Structural Glazing - Triple or low e glass - No Ins. | StructuralGlazingTripleOrLowENoIns | CodeItem |  | SpandrelPanels
| Structural Glazing - Triple or low e glass - R10 Ins. | StructuralGlazingTripleOrLowER10Ins | CodeItem |  | SpandrelPanels
| Structural Glazing - Triple or low e glass - R15 Ins. | StructuralGlazingTripleOrLowER15Ins | CodeItem |  | SpandrelPanels
| Structural Glazing - Triple or low e glass - R20 Ins. | StructuralGlazingTripleOrLowER20Ins | CodeItem |  | SpandrelPanels
| Structural Glazing - Triple or low e glass - R25 Ins. | StructuralGlazingTripleOrLowER25Ins | CodeItem |  | SpandrelPanels
| Structural Glazing - Triple or low e glass - R30 Ins. | StructuralGlazingTripleOrLowER30Ins | CodeItem |  | SpandrelPanels
| Structural Glazing - Triple or low e glass - R4 Ins. | StructuralGlazingTripleOrLowER4Ins | CodeItem |  | SpandrelPanels
| Structural Glazing - Triple or low e glass - R7 Ins. | StructuralGlazingTripleOrLowER7Ins | CodeItem |  | SpandrelPanels
| Stucco - 3/8 in. | Stucco0_375In | CodeItem |  | Plastering
| Stucco - 7/8 in. | Stucco0_875In | CodeItem |  | Plastering
| Synthetic Stucco - EIFS finish - 1 in. | StuccoSyntheticEIFS_Finish1In | CodeItem |  | BoardAndSiding
| Synthetic Stucco - EIFS finish - 1 in. | StuccoSyntheticEIFS_Finish1In | CodeItem |  | MasonryMaterials
| Synthetic Stucco - EIFS finish - 1 in. | StuccoSyntheticEIFS_Finish1In | CodeItem |  | Plastering
| Terrazzo - 1 in. | Terrazzo1In | CodeItem |  | FinishMaterials
| Terrazzo - 1 in. | Terrazzo1In | CodeItem |  | MasonryMaterials
| Tile Gap - 3/4 in. | TileGap0_75In | CodeItem |  | Roofing
| Vapor permeable felt - 1/8 in. | VaporPermeableFelt0_125In | CodeItem |  | Membrane
| Vapor seal - 2 layers of mopped 15 lb felt - 1/4 in. | VaporSeal2LayerMopped15LbFelt0_25In | CodeItem |  | Membrane
| Vapor seal - plastic film - 1/16 in. | VaporSealPlasticFilm0_0625In | CodeItem |  | Membrane
| Vented Crawl Space | AirCrawlSpaceVented | CodeItem |  | Air
| Vermiculite aggregate - 45 lb/ft3 - 1/2 in. | VermiculiteAggregate45LbPerFt3Thickness0_5In | CodeItem |  | Plastering
| Wood shingles - 3/4 in. | WoodShingles0_75In | CodeItem |  | BoardAndSiding
| Wood shingles - 3/4 in. | WoodShingles0_75In | CodeItem |  | Roofing
| Wood shingles - plain and plastic film faced - 3/4 in. | WoodShinglesPlainAndPlasticFilmFaced0_75In | CodeItem |  | BoardAndSiding
| Wood shingles - plain and plastic film faced - 3/4 in. | WoodShinglesPlainAndPlasticFilmFaced0_75In | CodeItem |  | Roofing
| Wood siding - 1/2 in. | WoodSiding0_5In | CodeItem |  | Wood
CompatibleSurfaceType
| Ceiling | Ceiling | CompatibleSurfaceType
| ExteriorFloor | ExteriorFloor | CompatibleSurfaceType
| ExteriorWall | ExteriorWall | CompatibleSurfaceType
| InteriorFloor | InteriorFloor | CompatibleSurfaceType
| InteriorWall | InteriorWall | CompatibleSurfaceType
| Roof | Roof | CompatibleSurfaceType
| UndergroundFloor | UndergroundFloor | CompatibleSurfaceType
| UndergroundWall | UndergroundWall | CompatibleSurfaceType
ConditioningType
| DirectlyConditioned | DirectlyConditioned | ConditioningType
| IndirectlyConditioned | IndirectlyConditioned | ConditioningType
| Plenum | Plenum | ConditioningType
| Unconditioned | Unconditioned | ConditioningType
ControlSystemType
| DDCToZoneLevel | DirectDigitalControlsToZoneLevel | ControlSystemType
| NoControlSystem | NoControlSystem | ControlSystemType
| OtherControlSystem | OtherControlSystem | ControlSystemType
DaylightingControlType
| Continuous | Continuous | DaylightingControlType
| ContinuousPlusOff | ContinuousPlusOff | DaylightingControlType
| None | None | DaylightingControlType
| SteppedSwitching | SteppedSwitching | DaylightingControlType
DaylitAreaType
| PrimarySidelit | PrimarySidelit | DaylitAreaType
| SecondarySidelit | SecondarySidelit | DaylitAreaType
| SkylitDaylit | SkylitDaylit | DaylitAreaType
DayOfWeek
| Friday | Friday | DayOfWeek
| Monday | Monday | DayOfWeek
| Saturday | Saturday | DayOfWeek
| Sunday | Sunday | DayOfWeek
| Thursday | Thursday | DayOfWeek
| Tuesday | Tuesday | DayOfWeek
| Wednesday | Wednesday | DayOfWeek
EnvelopeStatus
| Altered | Altered | EnvelopeStatus
| Existing | Existing | EnvelopeStatus
| New | New | EnvelopeStatus
FenestrationFraming
| MetalFraming | MetalFraming | FenestrationFraming
| MetalFramingWithThermalBreak | MetalFramingWithThermalBreak | FenestrationFraming
| NonMetalFraming | NonMetalFraming | FenestrationFraming
FenestrationPanes
| DoublePane | DoublePane | FenestrationPanes
| GlassBlock | GlassBlock | FenestrationPanes
| SinglePane | SinglePane | FenestrationPanes
| TranslucentOrTransparentPanel | TranslucentOrTransparentPanel | FenestrationPanes
FenestrationProductType
| CurtainWall | CurtainWall | FenestrationProductType
| FixedWindow | FixedWindow | FenestrationProductType
| GlazedDoor | GlazedDoor | FenestrationProductType
| NotApplicable | NotApplicable | FenestrationProductType
| OperableWindow | OperableWindow | FenestrationProductType
| Skylight | Skylight | FenestrationProductType
FenestrationType
| Skylight | Skylight | FenestrationType
| VerticalFenestration | VerticalFenestration | FenestrationType
FixtureType
| NotInCeiling | NotInCeiling | FixtureType
| RecessedOrDownlight | RecessedOrDownlight | FixtureType
| RecessedWithLens | RecessedWithLens | FixtureType
FramingConfiguration
| Floor16inOC | Floor16inOC | FramingConfiguration
| Floor24inOC | Floor24inOC | FramingConfiguration
| Roof16inOC | Roof16inOC | FramingConfiguration
| Roof24inOC | Roof24inOC | FramingConfiguration
| Roof48inOC | Roof48inOC | FramingConfiguration
| RoofMetalScrewDown | RoofMetalScrewDown | FramingConfiguration
| RoofMetalStandingSeam | RoofMetalStandingSeam | FramingConfiguration
| RoofMetalStandingSeamFilledCavity | RoofMetalStandingSeamFilledCavity | FramingConfiguration
| Wall16inOC | Wall16inOC | FramingConfiguration
| Wall24inOC | Wall24inOC | FramingConfiguration
| WallAWS24inOC | WallAWS24inOC | FramingConfiguration
| WallAWS48inOC | WallAWS48inOC | FramingConfiguration
| WallMetalDoubleLayerBatt | WallMetalDoubleLayerBatt | FramingConfiguration
| WallMetalSingleLayerBatt | WallMetalSingleLayerBatt | FramingConfiguration
FramingDepth
| 0_5In | 0_5In | FramingDepth
| 0_75In | 0_75In | FramingDepth
| 1_5In | 1_5In | FramingDepth
| 11_25In | 11_25In | FramingDepth
| 1In | 1In | FramingDepth
| 2_5In | 2_5In | FramingDepth
| 2In | 2In | FramingDepth
| 3_5In | 3_5In | FramingDepth
| 3In | 3In | FramingDepth
| 4_5In | 4_5In | FramingDepth
| 4In | 4In | FramingDepth
| 5_5In | 5_5In | FramingDepth
| 5In | 5In | FramingDepth
| 7_25In | 7_25In | FramingDepth
| 9_25In | 9_25In | FramingDepth
FramingMaterial
| Metal | Metal | FramingMaterial
| Wood | Wood | FramingMaterial
FunctionClassificationMethod
| AreaCategoryMethod | AreaCategoryMethod | FunctionClassificationMethod
FunctionScheduleGroup
| Assembly | Assembly | FunctionScheduleGroup
| DataCenter | DataCenter | FunctionScheduleGroup
| Health | Health | FunctionScheduleGroup
| Laboratory | Laboratory | FunctionScheduleGroup
| Manufacturing | Manufacturing | FunctionScheduleGroup
| Office | Office | FunctionScheduleGroup
| Parking | Parking | FunctionScheduleGroup
| ResidentialCommon | ResidentialCommon | FunctionScheduleGroup
| ResidentialLiving | ResidentialLiving | FunctionScheduleGroup
| Restaurant | Restaurant | FunctionScheduleGroup
| Retail | Retail | FunctionScheduleGroup
| School | School | FunctionScheduleGroup
| Warehouse | Warehouse | FunctionScheduleGroup
GasType
| NaturalGas | NaturalGas | GasType
| Propane | Propane | GasType
GlazingTint
| ClearGlazing | ClearGlazing | GlazingTint
| TintedGlazing | TintedGlazing | GlazingTint
Hour
| Charge | Charge | Hour
| Discharge | Discharge | Hour
| Off | Off | Hour
InfiltrationMethod
| AirChangesPerHour | AirChangesPerHour | InfiltrationMethod
| FlowArea | FlowArea | InfiltrationMethod
| FlowExteriorArea | FlowExteriorArea | InfiltrationMethod
| FlowExteriorWallArea | FlowExteriorWallArea | InfiltrationMethod
| FlowSpace | FlowSpace | InfiltrationMethod
InsulationForm
| Batt | Batt | InsulationForm
| Block | Block | InsulationForm
| Foam | Foam | InsulationForm
| RigidBoard | RigidBoard | InsulationForm
InsulationPlacement
| CavityAttic | CavityAttic | InsulationPlacement
| CavityFraming | CavityFraming | InsulationPlacement
| CavityFurring | CavityFurring | InsulationPlacement
| ContinuousAboveDeckNoSleepers | ContinuousAboveDeckNoSleepers | InsulationPlacement
| ContinuousAboveDeckSleepers | ContinuousAboveDeckSleepers | InsulationPlacement
| ContinuousAboveWaterproofMembrane | ContinuousAboveWaterproofMembrane | InsulationPlacement
| ContinuousBelowDeck | ContinuousBelowDeck | InsulationPlacement
| OverSuspendedCeiling | OverSuspendedCeiling | InsulationPlacement
| SlabFullyInsulated | SlabFullyInsulated | InsulationPlacement
| SlabHorizontal | SlabHorizontal | InsulationPlacement
| SlabVertical | SlabVertical | InsulationPlacement
InsulationType
| Cellulose | Cellulose | InsulationType
| Fiberglass | Fiberglass | InsulationType
| MineralWool | MineralWool | InsulationType
| PlasticPolyisocyanurate | PlasticPolyisocyanurate | InsulationType
| PlasticPolystyrene | PlasticPolystyrene | InsulationType
| UreaFormaldehyde | UreaFormaldehyde | InsulationType
InteriorLightingSpecificationMethod
| AreaCategoryMethod | AreaCategoryMethod | InteriorLightingSpecificationMethod
| TailoredMethod | TailoredMethod | InteriorLightingSpecificationMethod
KitchenExhaustHoodDuty
| ExtraHeavy | ExtraHeavy | KitchenExhaustHoodDuty
| Heavy | Heavy | KitchenExhaustHoodDuty
| Light | Light | KitchenExhaustHoodDuty
| Medium | Medium | KitchenExhaustHoodDuty
| None | None | KitchenExhaustHoodDuty
KitchenExhaustHoodStyle
| BackshelfOrPassover | BackshelfOrPassover | KitchenExhaustHoodStyle
| DoubleIsland | DoubleIsland | KitchenExhaustHoodStyle
| Eyebrow | Eyebrow | KitchenExhaustHoodStyle
| SingleIsland | SingleIsland | KitchenExhaustHoodStyle
| WallMountedCanopy | WallMountedCanopy | KitchenExhaustHoodStyle
LampType
| CFL | CFL | LampType
| HighPressureSodium | HighPressureSodium | LampType
| Incandescent | Incandescent | LampType
| LED | LED | LampType
| LinearFluorescent | LinearFluorescent | LampType
| MercuryVapor | MercuryVapor | LampType
| MetalHalide | MetalHalide | LampType
LeftFinTransmittanceOption
| Constant | Constant | LeftFinTransmittanceOption
| Scheduled | Scheduled | LeftFinTransmittanceOption
LightingStatus
| Altered | Altered | LightingStatus
| Existing | Existing | LightingStatus
| New | New | LightingStatus
LuminaireStatus
| Altered |  | LuminaireStatus
| Existing |  | LuminaireStatus
| Future |  | LuminaireStatus
| New |  | LuminaireStatus
MasonryGrout
| PartialGrout | PartialGrout | MasonryGrout
| PartialInsulatedGrout | PartialInsulatedGrout | MasonryGrout
| SolidGrout | SolidGrout | MasonryGrout
MasonryType
| ClayBrick | ClayBrick | MasonryType
| ClayHollowUnit | ClayHollowUnit | MasonryType
| Concrete | Concrete | MasonryType
| ConcreteMasonryUnitLightWeight | ConcreteMasonryUnitLightWeight | MasonryType
| ConcreteMasonryUnitMediumWeight | ConcreteMasonryUnitMediumWeight | MasonryType
| ConcreteMasonryUnitNormalWeight | ConcreteMasonryUnitNormalWeight | MasonryType
| InsulatingConcreteForms | InsulatingConcreteForms | MasonryType
Month
| April | April | Month
| August | August | Month
| December | December | Month
| February | February | Month
| January | January | Month
| July | July | Month
| June | June | Month
| March | March | Month
| May | May | Month
| November | November | Month
| October | October | Month
| September | September | Month
NonRegulatedExclusion
| ATMLighting | ATMLighting | NonRegulatedExclusion
| CBCRequiredExitSign | CBCRequiredExitSign | NonRegulatedExclusion
| CBCRequiredExitwayOrEgressNormallyOff | CBCRequiredExitwayOrEgressNormallyOff | NonRegulatedExclusion
| DanceFloorOrTheatrical | DanceFloorOrTheatrical | NonRegulatedExclusion
| ElevatorLighting | ElevatorLighting | NonRegulatedExclusion
| ExamSurgicalNightOrEquipmentIntegratedInMedicalOrClinical | ExamSurgicalNightOrEquipmentIntegratedInMedicalOrClinical | NonRegulatedExclusion
| FilmOrPhotoStudioLightingSeparatelySwitched | FilmOrPhotoStudioLightingSeparatelySwitched | NonRegulatedExclusion
| HighRiseResidentialDwellingUnit | HighRiseResidentialDwellingUnit | NonRegulatedExclusion
| HistoricBuilding | HistoricBuilding | NonRegulatedExclusion
| HotelMotelGuestRoom | HotelMotelGuestRoom | NonRegulatedExclusion
| LightingDemonstrationEquipInLightingEducationFacilities | LightingDemonstrationEquipInLightingEducationFacilities | NonRegulatedExclusion
| LightingEquipmentForSale | LightingEquipmentForSale | NonRegulatedExclusion
| ManufacturerInstalledInFreezerVendingFoodPrepScientificOrIndEquip | ManufacturerInstalledInFreezerVendingFoodPrepScientificOrIndEquip | NonRegulatedExclusion
| PlantGrowthOrMaintWithMultiLevelAstroTimer | PlantGrowthOrMaintWithMultiLevelAstroTimer | NonRegulatedExclusion
| SignageLighting | SignageLighting | NonRegulatedExclusion
| SmallAgriculturalBuilding | SmallAgriculturalBuilding | NonRegulatedExclusion
| SmallNonresidentialParkingGarage | SmallNonresidentialParkingGarage | NonRegulatedExclusion
| SmallRefrigeratedCases | SmallRefrigeratedCases | NonRegulatedExclusion
| SmallUnconditionedAgriculturalBuilding | SmallUnconditionedAgriculturalBuilding | NonRegulatedExclusion
| TemporaryExhibitSeparatelySwitchedInCivicTransConvOrHotel | TemporaryExhibitSeparatelySwitchedInCivicTransConvOrHotel | NonRegulatedExclusion
| TemporaryLightingSystems | TemporaryLightingSystems | NonRegulatedExclusion
| ThemeParksThemeAndSpecialEffects | ThemeParksThemeAndSpecialEffects | NonRegulatedExclusion
Open
| NonSwinging | NonSwinging | Open
| Swinging | Swinging | Open
OperableWindowConfiguration
| CasementAwning | CasementAwning | OperableWindowConfiguration
| Sliding | Sliding | OperableWindowConfiguration
OverhangTransmittanceOption
| Constant | Constant | OverhangTransmittanceOption
| Scheduled | Scheduled | OverhangTransmittanceOption
PermitScope
| PermitNonresidentialAll | PermitNonresidentialAll | PermitScope
| PermitNonresidentialEnvelope | PermitNonresidentialEnvelope | PermitScope
| PermitNonresidentialEnvelopeLighting | PermitNonresidentialEnvelopeLighting | PermitScope
| PermitNonresidentialEnvelopeMechanical | PermitNonresidentialEnvelopeMechanical | PermitScope
| PermitNonresidentialLighting | PermitNonresidentialLighting | PermitScope
| PermitNonresidentialLightingMechanical | PermitNonresidentialLightingMechanical | PermitScope
| PermitNonresidentialMechanical | PermitNonresidentialMechanical | PermitScope
RightFinTransmittanceOption
| Constant | Constant | RightFinTransmittanceOption
| Scheduled | Scheduled | RightFinTransmittanceOption
SkylightCurb
| CurbMounted | CurbMounted | SkylightCurb
| DeckMounted | DeckMounted | SkylightCurb
SkylightGlazing
| Glass | Glass | SkylightGlazing
| Plastic | Plastic | SkylightGlazing
SkylightRequirementException
| Auditorium | Auditorium | SkylightRequirementException
| Church | Church | SkylightRequirementException
| ExistingWalls | ExistingWalls | SkylightRequirementException
| FutureCeilings | FutureCeilings | SkylightRequirementException
| FutureWalls | FutureWalls | SkylightRequirementException
| MovieTheater | MovieTheater | SkylightRequirementException
| Museum | Museum | SkylightRequirementException
| RefrigeratedWarehouse | RefrigeratedWarehouse | SkylightRequirementException
SlabInsulationOrientation
| 12inHorizontal | 12inHorizontal | SlabInsulationOrientation
| 12inVertical | 12inVertical | SlabInsulationOrientation
| 24inHorizontal | 24inHorizontal | SlabInsulationOrientation
| 24inVertical | 24inVertical | SlabInsulationOrientation
| 36inHorizontal | 36inHorizontal | SlabInsulationOrientation
| 36inVertical | 36inVertical | SlabInsulationOrientation
| 48inHorizontal | 48inHorizontal | SlabInsulationOrientation
| 48inVertical | 48inVertical | SlabInsulationOrientation
| FullyInsulatedSlab | FullyInsulatedSlab | SlabInsulationOrientation
| HorizontalAndVertical | HorizontalAndVertical | SlabInsulationOrientation
| None | None | SlabInsulationOrientation
SlabInsulationThermalResistance
| R0 | R0 | SlabInsulationThermalResistance
| R10 | R10 | SlabInsulationThermalResistance
| R15 | R15 | SlabInsulationThermalResistance
| R20 | R20 | SlabInsulationThermalResistance
| R25 | R25 | SlabInsulationThermalResistance
| R30 | R30 | SlabInsulationThermalResistance
| R35 | R35 | SlabInsulationThermalResistance
| R40 | R40 | SlabInsulationThermalResistance
| R45 | R45 | SlabInsulationThermalResistance
| R5 | R5 | SlabInsulationThermalResistance
| R50 | R50 | SlabInsulationThermalResistance
| R55 | R55 | SlabInsulationThermalResistance
| R7_5 | R7_5 | SlabInsulationThermalResistance
SlabType
| HeatedSlabBelowGrade | HeatedSlabBelowGrade | SlabType
| HeatedSlabOnGrade | HeatedSlabOnGrade | SlabType
| UnheatedSlabBelowGrade | UnheatedSlabBelowGrade | SlabType
| UnheatedSlabOnGrade | UnheatedSlabOnGrade | SlabType
SpaceFunction
| Aging Eye/Low-vision (Corridor Area) | LowVisionCorridorArea | SpaceFunction |  |  | Assembly
| Aging Eye/Low-vision (Dining) | LowVisionDiningArea | SpaceFunction |  |  | Restaurant
| Aging Eye/Low-vision (Lounge/Waiting Area) | LowVisionWaitingArea | SpaceFunction |  |  | Assembly
| Aging Eye/Low-vision (Main Entry Lobby ) | LowVisionLobbyMainEntry | SpaceFunction |  |  | Assembly
| Aging Eye/Low-vision (Multipurpose Room) | LowVisionMultipurposeRoom | SpaceFunction |  |  | Assembly
| Aging Eye/Low-vision (Religious Worship Area) | LowVisionReligiousWorshipArea | SpaceFunction |  |  | Assembly
| Aging Eye/Low-vision (Restroom) | LowVisionRestroom | SpaceFunction |  |  | Assembly
| Aging Eye/Low-vision (Stairwell) | LowVisionStairwell | SpaceFunction |  |  | Assembly
| All other | AllOthersSpace | SpaceFunction |  |  | Office | GroupBusiness | NonResidential (includes Hotel, Motel and High-rise Residential)
| Audience Seating Area | AudienceSeatingArea | SpaceFunction |  |  | Assembly
| Auditorium Area | AuditoriumArea | SpaceFunction |  |  | Assembly | GroupAssembly | NonResidential (includes Hotel, Motel and High-rise Residential)
| Auto Repair / Maintenance Area | AutoRepairArea | SpaceFunction |  |  | Manufacturing | GroupFactory | NonResidential (includes Hotel, Motel and High-rise Residential)
| Beauty Salon Area | BeautySalonArea | SpaceFunction |  |  | Retail | GroupMercantile | NonResidential (includes Hotel, Motel and High-rise Residential)
| Civic Meeting Place Area | CivicMeetingPlaceArea | SpaceFunction |  |  | Assembly | GroupBusiness | NonResidential (includes Hotel, Motel and High-rise Residential)
| Classroom, Lecture, Training, Vocational Areas | ClassroomLectureTrainingVocationalArea | SpaceFunction |  |  | School | GroupEducational | NonResidential (includes Hotel, Motel and High-rise Residential)
| Commercial/Industrial Storage (Shipping & Handling) | CommercialIndustrialStorageShipping | SpaceFunction |  |  | Warehouse |  | NonResidential (includes Hotel, Motel and High-rise Residential)
| Commercial/Industrial Storage (Warehouse) | CommercialIndustrialWarehouse | SpaceFunction |  |  | Warehouse |  | NonResidential (includes Hotel, Motel and High-rise Residential)
| Commercial/Industrial Storage Areas (Refrigerated) | CommercialIndustrialStorageAreaRefrigerated | SpaceFunction |  |  | Warehouse |  | NonResidential (includes Hotel, Motel and High-rise Residential)
| Computer Room | ComputerRoom | SpaceFunction |  |  | DataCenter | GroupBusiness | NonResidential (includes Hotel, Motel and High-rise Residential)
| Concourse and Atria Area | RetailMallConcourse | SpaceFunction |  |  | Retail
| Convention, Conference, Multipurpose and Meeting Area | ConventionConferenceMultipurposeMeetingCenterArea | SpaceFunction |  |  | Assembly | GroupAssembly | NonResidential (includes Hotel, Motel and High-rise Residential)
| Copy Room | CopyRoom | SpaceFunction |  |  | Office
| Corridor Area | CorridorArea | SpaceFunction |  |  | Assembly
| Dining Area (Bar/Lounge and Fine Dining Area) | BarLoungeFineDiningArea | SpaceFunction |  |  | Restaurant
| Dining Area (Cafeteria/Fastfood) | FastfoodDining | SpaceFunction |  |  | Restaurant | GroupAssembly | NonResidential (includes Hotel, Motel and High-rise Residential)
| Dining Area (Family and Leisure) | FamilyDiningArea | SpaceFunction |  |  | Restaurant
| Electrical, Mechanical, Telephone Rooms | ElectricalMechancialTelephoneRoom | SpaceFunction |  |  | Warehouse | GroupUtility | NonResidential (includes Hotel, Motel and High-rise Residential)
| Exercise/Fitness Center and Gymnasium Areas | ExerciseRoom | SpaceFunction |  |  | Assembly | GroupAssembly | NonResidential (includes Hotel, Motel and High-rise Residential)
| Financial Transaction Area | FinancialTransactionsArea | SpaceFunction |  |  | Office | GroupBusiness | NonResidential (includes Hotel, Motel and High-rise Residential)
| Food Service - Bars, cocktail lounges | BarCocktailLoungeVent | SpaceFunction |  |  | Restaurant | GroupAssembly | NonResidential (includes Hotel, Motel and High-rise Residential)
| Food Service - Restaurant dining rooms | RestaurantDiningArea | SpaceFunction |  |  | Restaurant | GroupAssembly | NonResidential (includes Hotel, Motel and High-rise Residential)
| General - Corridors | CorridorTransition | SpaceFunction |  |  | Office
| General /Commercial & Industrial Work Area (High Bay) | GeneralCommercialIndustrialWorkAreaHighBay | SpaceFunction |  |  | Manufacturing | GroupFactory | NonResidential (includes Hotel, Motel and High-rise Residential)
| General /Commercial &Industrial Work Area (Low Bay) | GeneralCommercialIndustrialWorkAreaLowBay | SpaceFunction |  |  | Manufacturing | GroupFactory | NonResidential (includes Hotel, Motel and High-rise Residential)
| General/Commercial & Industrial Work Area (Precision) | GeneralCommercialIndustrialWorkAreaPrecision | SpaceFunction |  |  | Manufacturing | GroupFactory | NonResidential (includes Hotel, Motel and High-rise Residential)
| Healthcare Facility and Hospitals (Exam/Treatment Room) | HospitalExamTreatment | SpaceFunction |  |  | Health |  | NonResidential (includes Hotel, Motel and High-rise Residential)
| Healthcare Facility and Hospitals (Imaging Room) | HospitalImaging | SpaceFunction |  |  | Health |  | NonResidential (includes Hotel, Motel and High-rise Residential)
| Healthcare Facility and Hospitals (Medical Supply Room) | HospitalMedicalSupply | SpaceFunction |  |  | Health |  | NonResidential (includes Hotel, Motel and High-rise Residential)
| Healthcare Facility and Hospitals (Nursery) | HospitalNursery | SpaceFunction |  |  | Health |  | NonResidential (includes Hotel, Motel and High-rise Residential)
| Healthcare Facility and Hospitals (Nurse's Station) | HospitalNurseStation | SpaceFunction |  |  | Health |  | NonResidential (includes Hotel, Motel and High-rise Residential)
| Healthcare Facility and Hospitals (Operating Room) | HospitalOperatingRoom | SpaceFunction |  |  | Health |  | NonResidential (includes Hotel, Motel and High-rise Residential)
| Healthcare Facility and Hospitals (Patient Room) | HospitalPatientRoom | SpaceFunction |  |  | Health |  | NonResidential (includes Hotel, Motel and High-rise Residential)
| Healthcare Facility and Hospitals (Physical Therapy Room) | HospitalPhysicalTherapy | SpaceFunction |  |  | Health |  | NonResidential (includes Hotel, Motel and High-rise Residential)
| Healthcare Facility and Hospitals (Recovery Room) | HospitalRecovery | SpaceFunction |  |  | Health |  | NonResidential (includes Hotel, Motel and High-rise Residential)
| High-Rise Residential Living Spaces | HighRiseResidentialLivingSpace | SpaceFunction |  |  | ResidentialLiving | GroupResidentialR2 | NonResidential (includes Hotel, Motel and High-rise Residential)
| Hotel Function Area | HotelFunctionArea | SpaceFunction |  |  | Assembly | GroupAssembly | NonResidential (includes Hotel, Motel and High-rise Residential)
| Hotel/Motel Guest Room | HotelMotelGuestRoom | SpaceFunction |  |  | ResidentialLiving | GroupResidentialR1 | NonResidential (includes Hotel, Motel and High-rise Residential)
| Kitchen/Food Preparation Area | KitchenCommercialFoodPreparation | SpaceFunction |  |  | Restaurant | GroupMercantile | NonResidential (includes Hotel, Motel and High-rise Residential)
| Kitchenette or Residential Kitchen | KitchenetteResidentialKitchen | SpaceFunction |  |  | Restaurant | GroupAssembly | NonResidential (includes Hotel, Motel and High-rise Residential)
| Laundry Area | Laundry | SpaceFunction |  |  | Manufacturing | GroupBusiness | NonResidential (includes Hotel, Motel and High-rise Residential)
| Library (Reading Area) | LibraryReadingArea | SpaceFunction |  |  | Office | GroupAssembly | NonResidential (includes Hotel, Motel and High-rise Residential)
| Library (Stacks Area) | LibraryStacks | SpaceFunction |  |  | Office | GroupAssembly | NonResidential (includes Hotel, Motel and High-rise Residential)
| Locker Room | LockerDressingRoom | SpaceFunction |  |  | Assembly | GroupAssembly | NonResidential (includes Hotel, Motel and High-rise Residential)
| Lounge, Breakroom, or Waiting Area | LoungeBreakRoom | SpaceFunction |  |  | Assembly
| Main Entry Lobby | LobbyMainEntry | SpaceFunction |  |  | Assembly | GroupAssembly | NonResidential (includes Hotel, Motel and High-rise Residential)
| Misc - Banks or bank lobbies | BankLobby | SpaceFunction |  |  | Office | GroupBusiness | NonResidential (includes Hotel, Motel and High-rise Residential)
| Misc - Transportation waiting | TransportationWaitingArea | SpaceFunction |  |  | Assembly | GroupBusiness | NonResidential (includes Hotel, Motel and High-rise Residential)
| Museum Area (Exhibition/Display) | ExhibitMuseumArea | SpaceFunction |  |  | Assembly | GroupAssembly | NonResidential (includes Hotel, Motel and High-rise Residential)
| Museum Area (Restoration Room) | MuseumRestoration | SpaceFunction |  |  | Manufacturing |  | NonResidential (includes Hotel, Motel and High-rise Residential)
| Office Area (greater than 250 square feet) | OfficeGreaterThan250Ft | SpaceFunction |  |  | Office | GroupBusiness | NonResidential (includes Hotel, Motel and High-rise Residential)
| Office Area (less than 250 square feet) | Office250FtOrLess | SpaceFunction |  |  | Office | GroupBusiness | NonResidential (includes Hotel, Motel and High-rise Residential)
| Office Area (Open plan office) | OfficeOpenPlan | SpaceFunction |  |  | Office
| Parking Garage Area (Parking Zone) | ParkingGarageBuildingParkingArea | SpaceFunction |  |  | Parking |  | NonResidential (includes Hotel, Motel and High-rise Residential)
| Parking Garage Area (Daylight Adaptation Zones) | ParkingGarageAreaDaylightAdaptationZone | SpaceFunction |  |  | Parking |  | NonResidential (includes Hotel, Motel and High-rise Residential)
| Parking Garage Area (Dedicated Ramps) | ParkingGarageAreaDedicatedRamp | SpaceFunction |  |  | Parking |  | NonResidential (includes Hotel, Motel and High-rise Residential)
| Pharmacy Area | PharmacyArea | SpaceFunction |  |  | Health |  | NonResidential (includes Hotel, Motel and High-rise Residential)
| Religious Worship Area | ReligiousWorshipArea | SpaceFunction |  |  | Assembly | GroupAssembly | NonResidential (includes Hotel, Motel and High-rise Residential)
| Restrooms | Restroom | SpaceFunction |  |  | Assembly | GroupAssembly | NonResidential (includes Hotel, Motel and High-rise Residential)
| Retail - Mall common areas | MallAndAtria | SpaceFunction |  |  | Retail | GroupMercantile | NonResidential (includes Hotel, Motel and High-rise Residential)
| Retail Sales Area (Fitting Room) | RetailFittingRoom | SpaceFunction |  |  | Retail
| Retail Sales Area (Grocery Sales) | GrocerySalesArea | SpaceFunction |  |  | Retail | GroupMercantile | NonResidential (includes Hotel, Motel and High-rise Residential)
| Retail Sales Area (Retail Merchandise Sales) | RetailSalesArea | SpaceFunction |  |  | Retail
| Scientific Laboratory Area | LaboratoryScientific | SpaceFunction |  |  | Laboratory | GroupBusiness | NonResidential (includes Hotel, Motel and High-rise Residential)
| Sports Arena - Playing Area (2,000 - 5,000 Spectators) | SportsArenaSeatsLT5000ClassII | SpaceFunction |  |  | Assembly
| Sports Arena - Playing Area (greater than 5,000 Spectators) | SportsArenaSeatsGTE5000ClassI | SpaceFunction |  |  | Assembly
| Sports Arena - Playing Area (less than 2,000 Spectators) | SportsArenaSeatsLT2000ClassIII | SpaceFunction |  |  | Assembly
| Sports Arena - Playing Area (Recreational) | SportsArenaSeatsLimitedClassIV | SpaceFunction |  |  | Assembly
| Sports/Entertainment - Gym, sports arena (play area) | GymPlayingArea | SpaceFunction
| Sports/Entertainment - Health club/aerobics room | AerobicsRoom | SpaceFunction
| Stairwell | Stairwell | SpaceFunction |  |  | Assembly
| Theater Area (Motion Picture) | TheaterMotionPicture | SpaceFunction |  |  | Assembly | GroupAssembly | NonResidential (includes Hotel, Motel and High-rise Residential)
| Theater Area (Performance) | TheaterPerformance | SpaceFunction |  |  | Assembly | GroupAssembly | NonResidential (includes Hotel, Motel and High-rise Residential)
| Transportation Function (Baggage Area) | TransportationFunctionConcourseBaggage | SpaceFunction |  |  | Assembly |  | NonResidential (includes Hotel, Motel and High-rise Residential)
| Transportation Function (Ticketing Area) | TransportationFunctionTicketing | SpaceFunction |  |  | Assembly |  | NonResidential (includes Hotel, Motel and High-rise Residential)
| Unleased Tenant Area | UnleasedTenantArea | SpaceFunction |  |  | Warehouse |  | NonResidential (includes Hotel, Motel and High-rise Residential)
| Unoccupied-Exclude from Gross Floor Area | UnoccupiedExcludeInGrossFloorArea | SpaceFunction |  |  | Warehouse |  | NonResidential (includes Hotel, Motel and High-rise Residential)
| Unoccupied-Include in Gross Floor Area | UnoccupiedIncludeInGrossFloorArea | SpaceFunction |  |  | Warehouse |  | NonResidential (includes Hotel, Motel and High-rise Residential)
| Videoconferencing Studio | VideoConferencingStudio | SpaceFunction |  |  | Office | GroupBusiness | NonResidential (includes Hotel, Motel and High-rise Residential)
| Waiting Area | WaitingArea | SpaceFunction |  |  | Office | GroupBusiness | NonResidential (includes Hotel, Motel and High-rise Residential)
SpecificationMethod
| Date | Date | SpecificationMethod
| First | First | SpecificationMethod
| Fourth | Fourth | SpecificationMethod
| Last | Last | SpecificationMethod
| Second | Second | SpecificationMethod
| Third | Third | SpecificationMethod
Status
| Altered | Altered | Status
| Altered | Altered | Status
| Existing | Existing | Status
| Existing | Existing | Status
| Future | Future | Status
| New | New | Status
| New | New | Status
TiltInput
| deg | deg | TiltInput
| pitch | pitch | TiltInput
Type
| Cooling | Cooling | Type
| Fraction | Fraction | Type
| Heating | Heating | Type
| InsulatedSingleLayerSectionalMetal | InsulatedSingleLayerSectionalMetal | Type
| InsulatedSwingingMetal | InsulatedSwingingMetal | Type
| OnOff | OnOff | Type
| Temperature | Temperature | Type
| ThrmlEngyStorMode | ThrmlEngyStorMode | Type
| UninsulatedDoubleLayerMetal | UninsulatedDoubleLayerMetal | Type
| UninsulatedSingleLayerMetal | UninsulatedSingleLayerMetal | Type
| UninsulatedSingleLayerRollupMetal | UninsulatedSingleLayerRollupMetal | Type
| WoodOther | WoodOther | Type
| WoodThick | WoodThick | Type
VentilationSpaceFunction
| Assembly - Audience seating area | AudienceSeatingArea | VentilationSpaceFunction |  |  | Assembly
| Assembly - Courtrooms | Courtroom | VentilationSpaceFunction |  |  | Office
| Assembly - Legislative Chambers | LegislativeChambers | VentilationSpaceFunction |  |  | Office |  | NonResidential (includes Hotel, Motel and High-rise Residential)
| Assembly - Libraries (reading rooms and stack areas) | LibraryAssembly | VentilationSpaceFunction |  |  | Office | GroupAssembly | NonResidential (includes Hotel, Motel and High-rise Residential)
| Assembly - Lobbies | AssemblyLobby | VentilationSpaceFunction |  |  | Assembly | GroupAssembly | NonResidential (includes Hotel, Motel and High-rise Residential)
| Assembly - Museums (childrens) | MuseumChildrenAssembly | VentilationSpaceFunction |  |  | Assembly | GroupAssembly | NonResidential (includes Hotel, Motel and High-rise Residential)
| Assembly - Museums/galleries | MuseumAssembly | VentilationSpaceFunction |  |  | Assembly | GroupAssembly | NonResidential (includes Hotel, Motel and High-rise Residential)
| Assembly - Places of religious worship | ReligiousAssemblyArea | VentilationSpaceFunction |  |  | Assembly | GroupAssembly | NonResidential (includes Hotel, Motel and High-rise Residential)
| Education - Art classroom | ClassroomArt | VentilationSpaceFunction |  |  | School | GroupEducational | NonResidential (includes Hotel, Motel and High-rise Residential)
| Education - Classrooms (ages 5-8) | ClassroomAge5_8 | VentilationSpaceFunction |  |  | School | GroupEducational | NonResidential (includes Hotel, Motel and High-rise Residential)
| Education - Classrooms (ages 9-18) | ClassroomAge9_18 | VentilationSpaceFunction |  |  | School | GroupEducational | NonResidential (includes Hotel, Motel and High-rise Residential)
| Education - Computer lab | ClassroomComputer | VentilationSpaceFunction |  |  | School | GroupEducational | NonResidential (includes Hotel, Motel and High-rise Residential)
| Education - Daycare (through age 4) | DaycareToAge4 | VentilationSpaceFunction |  |  | School | GroupEducational | NonResidential (includes Hotel, Motel and High-rise Residential)
| Education - Daycare sickroom | DaycareSickRoom | VentilationSpaceFunction |  |  | School | GroupEducational | NonResidential (includes Hotel, Motel and High-rise Residential)
| Education - Lecture hall (fixed seats) | LectureHall | VentilationSpaceFunction |  |  | School | GroupEducational | NonResidential (includes Hotel, Motel and High-rise Residential)
| Education - Lecture/postsecondary classroom | ClassroomPostsecondary | VentilationSpaceFunction |  |  | School | GroupEducational | NonResidential (includes Hotel, Motel and High-rise Residential)
| Education - Media center | MediaCenter | VentilationSpaceFunction |  |  | School | GroupEducational | NonResidential (includes Hotel, Motel and High-rise Residential)
| Education - Metal shop | ClassroomMetalShop | VentilationSpaceFunction |  |  | School | GroupEducational | NonResidential (includes Hotel, Motel and High-rise Residential)
| Education - Multiuse assembly | MultiuseAssembly | VentilationSpaceFunction |  |  | School | GroupEducational | NonResidential (includes Hotel, Motel and High-rise Residential)
| Education - Music/theater/dance | ClassroomPerformance | VentilationSpaceFunction |  |  | School | GroupEducational | NonResidential (includes Hotel, Motel and High-rise Residential)
| Education - Wood shop | ClassroomWoodShop | VentilationSpaceFunction |  |  | School | GroupEducational | NonResidential (includes Hotel, Motel and High-rise Residential)
| Exhaust - All other locker rooms | LockerAllOthers | VentilationSpaceFunction |  |  | Assembly | GroupAssembly | NonResidential (includes Hotel, Motel and High-rise Residential)
| Exhaust - Arenas | ArenasVent | VentilationSpaceFunction |  |  | Assembly | GroupAssembly | NonResidential (includes Hotel, Motel and High-rise Residential)
| Exhaust - AutoRepairRoom | AutoRepairRoom | VentilationSpaceFunction |  |  | Manufacturing | GroupBusiness | NonResidential (includes Hotel, Motel and High-rise Residential)
| Exhaust - Cell with toilet | CellWithToiletVent | VentilationSpaceFunction |  |  | Office |  | NonResidential (includes Hotel, Motel and High-rise Residential)
| Exhaust - Copy, printing rooms | CopyPrintRoom | VentilationSpaceFunction |  |  | Office | GroupBusiness | NonResidential (includes Hotel, Motel and High-rise Residential)
| Exhaust - Darkrooms | DarkRoom | VentilationSpaceFunction |  |  | Manufacturing | GroupFactory | NonResidential (includes Hotel, Motel and High-rise Residential)
| Exhaust - Janitor closets, trash rooms, recycling | JanitorRoom | VentilationSpaceFunction |  |  | Warehouse | GroupUtility | NonResidential (includes Hotel, Motel and High-rise Residential)
| Exhaust - Kitchenettes | KitchenetteVent | VentilationSpaceFunction |  |  | ResidentialLiving | GroupResidentialR2 | NonResidential (includes Hotel, Motel and High-rise Residential)
| Exhaust - Locker rooms for athletic or industrial facilities | LockerAthleticIndustrial | VentilationSpaceFunction |  |  | Assembly | GroupAssembly | NonResidential (includes Hotel, Motel and High-rise Residential)
| Exhaust - Paint spray booths | PaintSprayBooth | VentilationSpaceFunction |  |  | Manufacturing | GroupFactory | NonResidential (includes Hotel, Motel and High-rise Residential)
| Exhaust - Parking garages | ParkingGarageVent | VentilationSpaceFunction |  |  | Parking |  | NonResidential (includes Hotel, Motel and High-rise Residential)
| Exhaust - Refrigerating machinery rooms | RefrigeratingMachineryVent | VentilationSpaceFunction |  |  | Manufacturing | GroupFactory | NonResidential (includes Hotel, Motel and High-rise Residential)
| Exhaust - Shower rooms | LockerAllOthers | VentilationSpaceFunction |  |  | Assembly | GroupAssembly | NonResidential (includes Hotel, Motel and High-rise Residential)
| Exhaust - Soiled laundry storage rooms | SoiledLaundryStorage | VentilationSpaceFunction |  |  | Manufacturing | GroupFactory | NonResidential (includes Hotel, Motel and High-rise Residential)
| Exhaust - Storage rooms, chemical | StorageChemicals | VentilationSpaceFunction |  |  | Warehouse | GroupStorage | NonResidential (includes Hotel, Motel and High-rise Residential)
| Exhaust - Toilets, private | RestroomPublic | VentilationSpaceFunction |  |  | Assembly | GroupAssembly | NonResidential (includes Hotel, Motel and High-rise Residential)
| Exhaust - Toilets, public | RestroomPublic | VentilationSpaceFunction |  |  | Assembly | GroupAssembly | NonResidential (includes Hotel, Motel and High-rise Residential)
| Exhaust - Woodwork shop/classrooms | ClassroomWoodShopVent | VentilationSpaceFunction |  |  | School | GroupEducational | NonResidential (includes Hotel, Motel and High-rise Residential)
| Food Service - Cafeteria/fast-food diningCafeteria/Fastfood) | FastfoodCafeteriaVent | VentilationSpaceFunction |  |  | Restaurant | GroupAssembly | NonResidential (includes Hotel, Motel and High-rise Residential)
| Food Service - Kitchen (cooking) | FoodServiceKitchen | VentilationSpaceFunction |  |  | Restaurant | GroupAssembly | NonResidential (includes Hotel, Motel and High-rise Residential)
| General - Break rooms | GeneralBreakRoom | VentilationSpaceFunction |  |  | Assembly | GroupBusiness | NonResidential (includes Hotel, Motel and High-rise Residential)
| General - Coffee Stations | GeneralCoffeeStation | VentilationSpaceFunction |  |  | Assembly | GroupBusiness | NonResidential (includes Hotel, Motel and High-rise Residential)
| General - Conference/meeting | ConferenceRoomVent | VentilationSpaceFunction |  |  | Assembly | GroupAssembly | NonResidential (includes Hotel, Motel and High-rise Residential)
| General - Occupiable storage rooms for liquids or gels | StorageOccupiableLiquids | VentilationSpaceFunction |  |  | Warehouse | GroupStorage | NonResidential (includes Hotel, Motel and High-rise Residential)
| General - Unoccupied | UnoccupiedVent | VentilationSpaceFunction |  |  | Warehouse | GroupStorage | NonResidential (includes Hotel, Motel and High-rise Residential)
| Lodging - Barracks sleeping areas | BarracksSleepingArea | VentilationSpaceFunction |  |  | ResidentialLiving |  | NonResidential (includes Hotel, Motel and High-rise Residential)
| Lodging - Bedroom/living room | BedroomLivingRoom | VentilationSpaceFunction |  |  | ResidentialLiving | GroupResidentialR1 | NonResidential (includes Hotel, Motel and High-rise Residential)
| Lodging - Laundry rooms within dwelling units | DwellingUnitLaundryRoom | VentilationSpaceFunction |  |  | ResidentialCommon | GroupResidentialR2 | NonResidential (includes Hotel, Motel and High-rise Residential)
| Lodging - Laundry rooms, central | LaundryRoom | VentilationSpaceFunction |  |  | ResidentialCommon | GroupResidentialR1 | NonResidential (includes Hotel, Motel and High-rise Residential)
| Lodging - Lobbies/pre-function | LodgingLobbyArea | VentilationSpaceFunction |  |  | Assembly | GroupResidentialR1 | NonResidential (includes Hotel, Motel and High-rise Residential)
| Lodging - Multipurpose assembly | LodgingAssembly | VentilationSpaceFunction |  |  | Assembly
| Misc - All others | AllOthersVent | VentilationSpaceFunction |  |  | Office |  | NonResidential (includes Hotel, Motel and High-rise Residential)
| Misc - Bank vaults/safe deposit | BankVault | VentilationSpaceFunction |  |  | Office | GroupBusiness | NonResidential (includes Hotel, Motel and High-rise Residential)
| Misc - Computer (not printing) | MiscComputerSpace | VentilationSpaceFunction |  |  | DataCenter | GroupBusiness | NonResidential (includes Hotel, Motel and High-rise Residential)
| Misc - Freezer and refrigerated spaces (less than 50F) | FreezerRefrigeratedSpace | VentilationSpaceFunction |  |  | Warehouse | GroupStorage | NonResidential (includes Hotel, Motel and High-rise Residential)
| Misc - General manufacturing (excludes heavy industrial and process using chemicals) | GeneralManufacturingLightIndustrial | VentilationSpaceFunction |  |  | Manufacturing | GroupFactory | NonResidential (includes Hotel, Motel and High-rise Residential)
| Misc - Pharmacy (preparation area) | PharmacyPrepArea | VentilationSpaceFunction |  |  | Health | GroupFactory | NonResidential (includes Hotel, Motel and High-rise Residential)
| Misc - Photo studios | PhotoStudio | VentilationSpaceFunction |  |  | Retail | GroupMercantile | NonResidential (includes Hotel, Motel and High-rise Residential)
| Misc - Shipping/receiving | ShippingReceiving | VentilationSpaceFunction |  |  | Warehouse | GroupStorage | NonResidential (includes Hotel, Motel and High-rise Residential)
| Misc - Sorting, packing, light assembly | WorkshopSortingPacking | VentilationSpaceFunction |  |  | Manufacturing | GroupFactory | NonResidential (includes Hotel, Motel and High-rise Residential)
| Misc - Telephone closets | TelephoneRoom | VentilationSpaceFunction |  |  | Warehouse | GroupUtility | NonResidential (includes Hotel, Motel and High-rise Residential)
| Misc - Warehouses | MiscWarehouse | VentilationSpaceFunction |  |  | Warehouse | GroupStorage | NonResidential (includes Hotel, Motel and High-rise Residential)
| NA | NoApplicableSpaceVent | VentilationSpaceFunction |  |  |  |  | NonResidential (includes Hotel, Motel and High-rise Residential)
| Office - Breakrooms | OfficeBreakRoom | VentilationSpaceFunction |  |  | Office | GroupBusiness | NonResidential (includes Hotel, Motel and High-rise Residential)
| Office - Main entry lobbies | MainEntryOffice | VentilationSpaceFunction |  |  | Assembly | GroupAssembly | NonResidential (includes Hotel, Motel and High-rise Residential)
| Office - Occupiable storage rooms for dry materials | StorageOccupiableDryMaterials | VentilationSpaceFunction |  |  | Warehouse | GroupStorage | NonResidential (includes Hotel, Motel and High-rise Residential)
| Office - Office space | OfficeSpaceVent | VentilationSpaceFunction |  |  | Office | GroupBusiness | NonResidential (includes Hotel, Motel and High-rise Residential)
| Office - Reception areas | OfficeReception | VentilationSpaceFunction |  |  | Office | GroupBusiness | NonResidential (includes Hotel, Motel and High-rise Residential)
| Office - Telephone/data entry | DataEntryTelephoneSpace | VentilationSpaceFunction |  |  | Office | GroupBusiness | NonResidential (includes Hotel, Motel and High-rise Residential)
| Residential - Common corridors | CorridorsResidential | VentilationSpaceFunction |  |  | ResidentialLiving | GroupAssembly | NonResidential (includes Hotel, Motel and High-rise Residential)
| Retail - Barbershop | BarberShop | VentilationSpaceFunction |  |  | Retail | GroupBusiness | NonResidential (includes Hotel, Motel and High-rise Residential)
| Retail - Beauty and nail salons | BeautyNailSalon | VentilationSpaceFunction |  |  | Retail | GroupBusiness | NonResidential (includes Hotel, Motel and High-rise Residential)
| Retail - Coin-operated laundries | LaundryCoinOperated | VentilationSpaceFunction |  |  | Manufacturing | GroupBusiness | NonResidential (includes Hotel, Motel and High-rise Residential)
| Retail - Pet shops (animal areas) | PetShop | VentilationSpaceFunction |  |  | Retail | GroupMercantile | NonResidential (includes Hotel, Motel and High-rise Residential)
| Retail - Sales | RetailSales | VentilationSpaceFunction |  |  | Retail | GroupMercantile | NonResidential (includes Hotel, Motel and High-rise Residential)
| Retail - Supermarket | Supermarket | VentilationSpaceFunction |  |  | Retail | GroupMercantile | NonResidential (includes Hotel, Motel and High-rise Residential)
| Sports/Entertainment - Bowling alley (seating) | BowlingAlleySeatingVent | VentilationSpaceFunction |  |  | Assembly | GroupAssembly | NonResidential (includes Hotel, Motel and High-rise Residential)
| Sports/Entertainment - Disco/dance floors | DanceFloor | VentilationSpaceFunction |  |  | Assembly | GroupAssembly | NonResidential (includes Hotel, Motel and High-rise Residential)
| Sports/Entertainment - Gambling casinos | GamblingArea | VentilationSpaceFunction |  |  | Assembly | GroupAssembly | NonResidential (includes Hotel, Motel and High-rise Residential)
| Sports/Entertainment - Game arcades | GameArcadesVent | VentilationSpaceFunction |  |  | Office |  | NonResidential (includes Hotel, Motel and High-rise Residential)
| Sports/Entertainment - Health club/weight rooms | WeightRoom | VentilationSpaceFunction |  |  | Health | GroupAssembly | NonResidential (includes Hotel, Motel and High-rise Residential)
| Sports/Entertainment - Spectator areas | SportsSpectatorAreaVent | VentilationSpaceFunction |  |  | Office |  | NonResidential (includes Hotel, Motel and High-rise Residential)
| Sports/Entertainment - Stages, studios | StagesStudios | VentilationSpaceFunction |  |  | Assembly | GroupAssembly | NonResidential (includes Hotel, Motel and High-rise Residential)
| Sports/Entertainment - Swimming (deck) | SwimmingDeckVent | VentilationSpaceFunction |  |  | Assembly | GroupAssembly | NonResidential (includes Hotel, Motel and High-rise Residential)
| Sports/Entertainment - Swimming (pool) | SwimmingPoolVent | VentilationSpaceFunction |  |  | Assembly | GroupAssembly | NonResidential (includes Hotel, Motel and High-rise Residential)
WeatherStation
| ALTURAS_725958 | ALTURAS725958 | WeatherStation
| ARCATA_725945 | ARCATA725945 | WeatherStation
| BAKERSFIELD_723840 | BAKERSFIELD723840 | WeatherStation
| BISHOP_724800 | BISHOP724800 | WeatherStation
| BLUE-CANYON_725845 | BLUE_CANYON725845 | WeatherStation
| BLYTHE-RIVERSIDE-CO_747188 | BLYTHE_RIVERSIDE_CO747188 | WeatherStation
| BURBANK-GLENDALE_722880 | BURBANK_GLENDALE722880 | WeatherStation
| CAMARILLO_723926 | BISHOP724800 | WeatherStation
| CAMP-PENDLETON_722926 | CAMP_PENDLETON722926 | WeatherStation
| CARLSBAD_722927 | CARLSBAD722927 | WeatherStation
| CHINA-LAKE_746120 | CHINA_LAKE746120 | WeatherStation
| CHINO_722899 | CHINO722899 | WeatherStation
| CONCORD_724936 | CONCORD724936 | WeatherStation
| CRESCENT-CITY_725946 | CRESCENT_CITY725946 | WeatherStation
| DAGGETT-BARSTOW_723815 | DAGGETT_BARSTOW723815 | WeatherStation
| EDWARDS-AFB_723810 | DAGGETT_BARSTOW723815 | WeatherStation
| EL-CENTRO_722810 | EL_CENTRO722810 | WeatherStation
| EUREKA_725940 | EUREKA725940 | WeatherStation
| FAIRFLD-TRAVIS-AFB_745160 | FAIRFLD_TRAVIS_AFB745160 | WeatherStation
| FRESNO_723890 | FRESNO723890 | WeatherStation
| FULLERTON_722976 | FULLERTON722976 | WeatherStation
| HAWTHORNE-NORTHROP-FLD_722956 | HAWTHORNE_NORTHROP_FLD722956 | WeatherStation
| HAYWARD_724935 | HAYWARD724935 | WeatherStation
| IMPERIAL_747185 | IMPERIAL747185 | WeatherStation
| IMPERIAL-BEACH_722909 | IMPERIAL_BEACH722909 | WeatherStation
| INYOKERN_723826 | INYOKERN723826 | WeatherStation
| LANCASTER_723816 | LANCASTER723816 | WeatherStation
| LEMOORE_747020 | LEMOORE747020 | WeatherStation
| LIVERMORE_724927 | LIVERMORE724927 | WeatherStation
| LOMPOC_722895 | LOMPOC722895 | WeatherStation
| LONG-BEACH_722970 | LONG_BEACH722970 | WeatherStation
| LOS-ALAMITOS_722975 | LOS_ALAMITOS722975 | WeatherStation
| LOS-ANGELES-DOWNTOWN_722874 | LOS_ANGELES_DOWNTOWN722874 | WeatherStation
| LOS-ANGELES-INTL_722950 | LOS_ANGELES_INTL722950 | WeatherStation
| MARYSVILLE_BEALE_AFB724837 | MARYSVILLE_BEALE_AFB724837 | WeatherStation
| MERCED_724815 | MERCED724815 | WeatherStation
| MODESTO_724926 | MODESTO724926 | WeatherStation
| MOJAVE_722953 | MOJAVE722953 | WeatherStation
| MONTAGUE-SISKIYOU-CO_725955 | MONTAGUE_SISKIYOU_CO725955 | WeatherStation
| MONTEREY_724915 | MONTEREY724915 | WeatherStation
| MOUNT-SHASTA_725957 | MONTEREY724915 | WeatherStation
| NAPA-CO_724955 | NAPA_CO724955 | WeatherStation
| NEEDLES_723805 | NEEDLES723805 | WeatherStation
| OAKLAND_724930 | OAKLAND724930 | WeatherStation
| OXNARD_723927 | OXNARD723927 | WeatherStation
| PALMDALE_723820 | PALMDALE723820 | WeatherStation
| PALM-SPRINGS-INTL_722868 | PALM_SPRINGS_INTL722868 | WeatherStation
| PALM-SPRINGS-THERMAL_747187 | PALM_SPRINGS_INTL722868 | WeatherStation
| PALO-ALTO_724937 | PALO_ALTO724937 | WeatherStation
| PASO-ROBLES_723965 | PASO_ROBLES723965 | WeatherStation
| POINT-MUGU_723910 | POINT_MUGU723910 | WeatherStation
| PORTERVILLE_723895 | PORTERVILLE723895 | WeatherStation
| RED-BLUFF_725910 | RED_BLUFF725910 | WeatherStation
| REDDING_725920 | REDDING725920 | WeatherStation
| RIVERSIDE_722869 | RIVERSIDE722869 | WeatherStation
| RIVERSIDE-MARCH-AFB_722860 | RIVERSIDE_MARCH_AFB722860 | WeatherStation
| SACRAMENTO-EXECUTIVE_724830 | SACRAMENTO_EXECUTIVE724830 | WeatherStation
| SACRAMENTO-METRO_724839 | SACRAMENTO_METRO724839 | WeatherStation
| SALINAS_724917 | SALINAS724917 | WeatherStation
| SAN-CARLOS_724938 | SAN_CARLOS724938 | WeatherStation
| SAN-CLEMENTE-IS_722925 | SAN_CLEMENTE_IS722925 | WeatherStation
| SANDBERG_723830 | SANDBERG723830 | WeatherStation
| SAN-DIEGO-GILLESPIE_722907 | SAN_DIEGO_GILLESPIE722907 | WeatherStation
| SAN-DIEGO-LINDBERGH_722900 | SAN_DIEGO_LINDBERGH722900 | WeatherStation
| SAN-DIEGO-MONTGOMER_722903 | SAN_DIEGO_MONTGOMER722903 | WeatherStation
| SAN-DIEGO-NORTH-IS_722906 | SAN_DIEGO_NORTH_IS722906 | WeatherStation
| SAN-FRANCISCO-INTL_724940 | SAN_FRANCISCO_INTL724940 | WeatherStation
| SAN-JOSE-INTL_724945 | SAN_JOSE_INTL724945 | WeatherStation
| SAN-JOSE-REID_724946 | SAN_JOSE_REID724946 | WeatherStation
| SAN-LUIS-CO_722897 | SAN_LUIS_CO722897 | WeatherStation
| SAN-NICHOLAS-IS_722910 | SAN_NICHOLAS_IS722910 | WeatherStation
| SANTA-ANA_722977 | SANTA_ANA722977 | WeatherStation
| SANTA-BARBARA_723925 | SANTA_BARBARA723925 | WeatherStation
| SANTA-MARIA_723940 | SANTA_MARIA723940 | WeatherStation
| SANTA-MONICA_722885 | SANTA_MONICA722885 | WeatherStation
| SANTA-ROSA_724957 | SANTA_ROSA724957 | WeatherStation
| SOUTH-LAKE-TAHOE_725847 | SOUTH_LAKE_TAHOE725847 | WeatherStation
| STOCKTON_724920 | STOCKTON724920 | WeatherStation
| TORRANCE_722955 | TORRANCE722955 | WeatherStation
| TRUCKEE-TAHOE_725846 | TRUCKEE_TAHOE725846 | WeatherStation
| TWENTYNINE-PALMS_690150 | TWENTYNINE_PALMS690150 | WeatherStation
| UKIAH_725905 | UKIAH725905 | WeatherStation
| VANDENBERG-AFB_723930 | VANDENBERG_AFB723930 | WeatherStation
| VAN-NUYS_722886 | VAN_NUYS722886 | WeatherStation
| VISALIA_723896 | VISALIA723896 | WeatherStation
| YUBA-CO_724838 | YUBA_CO724838 | WeatherStation
WindowDivider
| - n/a - | na | WindowDivider
| DividerBetwnPanesGreaterThanOrEqualTo7_16in | DividerBetwnPanesGreaterThanOrEqualTo7_16in | WindowDivider
| DividerBetwnPanesLessThan7_16in | DividerBetwnPanesLessThan7_16in | WindowDivider
| NoDivider | NoDivider | WindowDivider
| TrueDividedLite | TrueDividedLite | WindowDivider

## HvacObjects
CBECC NR Term | CBECC NR Term Short Form | CBECC NR Building Parent | CBECC NR Parent | T24Objects NR CBECC Parent | Properties | Properties Short Form | Library Object | Compliance Use | Building Components | Compliance Reporting Properties | Building Properties | Components | Definition
AirSegment | AirSeg |  | AirSys |  | Name | Name |  | Optional |  |  |  | CoilClg | A duct that carries supply, return, makeup, relief or exhaust air in an AirSystem.
[5 empty] | Path | Path | [5 empty] | CoilHtg
[5 empty] | Type | Type | [5 empty] | EvapClr
Fan
AirSystem | AirSys | Bldg |  |  | BiosafetyCabinetDesignPressureDrop | BiosftyCabExhDsgnPD |  | Optional |  | AcceptanceTestReq |  | AirSeg | Provides conditioned air or ventilation to one or more thermal zones in a building.
[5 empty] | BiosafetyCabinetDeviceFlow | BiosftyCabExhDevFlow |  |  |  | HERSDuctReq |  | HtRcvry
[5 empty] | BiosafetyCabinetFlag | BiosftyCabExhFlag |  |  |  | HERSDuctTested |  | OACtrl
[5 empty] | ControlSystemType | CtrlSysType |  |  |  | NRCAMch02A |  | TrmlUnit
[5 empty] | ControlZoneReference | CtrlZnRef |  |  |  | NRCAMch03A
[5 empty] | CoolResetOutdoorHigh | ClRstOutdrHi |  |  |  | NRCAMch04H
[5 empty] | CoolResetOutdoorLow | ClRstOutdrLow |  |  |  | NRCAMch05A
[5 empty] | CoolResetSupplyHigh | ClRstSupHi |  |  |  | NRCAMch06A
[5 empty] | CoolResetSupplyLow | ClRstSupLow |  |  |  | NRCAMch07A
[5 empty] | CoolingControl | ClgCtrl |  |  |  | NRCAMch08A
[5 empty] | CoolingDesignSupplyAirTemperature | ClgDsgnSupAirTemp |  |  |  | NRCAMch09A
[5 empty] | CoolingFixedSupplyAirTemperature | ClgFixedSupTemp |  |  |  | NRCAMch10A
[5 empty] | CoolingSetPointScheduleReference | ClgSetptSchRef |  |  |  | NRCAMch11A
[5 empty] | Count | Cnt |  |  |  | NRCAMch12A
[5 empty] | Description | Desc |  |  |  | NRCAMch13A
[5 empty] | DuctInsulation | DuctIns |  |  |  | NRCAMch14A
[5 empty] | DuctLocation | DuctLctn |  |  |  | NRCAMch15A
[5 empty] | DuctStatus | DuctStatus |  |  |  | NRCAMch16A
[5 empty] | ExhaustControlMethod | ExhCtrlMthd |  |  |  | NRCAMch17A
[5 empty] | ExhaustFiltersDesignPressureDrop | ExhFiltersDsgnPD |  |  |  | NRCAMch18A
[5 empty] | ExhaustFiltersDeviceFlow | ExhFiltersDevFlow |  |  |  | NRCAMch19A
[5 empty] | ExhaustFiltersFlag | ExhFiltersFlag
[5 empty] | ExhaustOperationMode | ExhOperMode
[5 empty] | ExhaustSystemType | ExhSysType
[5 empty] | FanControl | FanCtrl
[5 empty] | FanPosition | FanPos
[5 empty] | FullyDuctedExhaustDeviceFlow | FullyDuctedExhDevFlow
[5 empty] | FullyDuctedExhaustFlag | FullyDuctedExhFlag
[5 empty] | FullyDuctedReturnDeviceFlow | FullyDuctedRetDevFlow
[5 empty] | FullyDuctedReturnFlag | FullyDuctedRetFlag
[5 empty] | GasPhaseAirCleanersDesignPressureDrop | GasPhaseAirCleanersDsgnPD
[5 empty] | GasPhaseAirCleanersDeviceFlow | GasPhaseAirCleanersDevFlow
[5 empty] | GasPhaseAirCleanersFlag | GasPhaseAirCleanersFlag
[5 empty] | HeatingDesignSupplyAirTemperature | HtgDsgnSupAirTemp
[5 empty] | HeatingFixedSupplyTemperature | HtgFixedSupTemp
[5 empty] | HeatingSetPointScheduleReference | HtgSetPtSchRef
[5 empty] | IsAllOutsideAir | IsAllOA
[5 empty] | IsComplexSystem | IsComplexSystem
[5 empty] | LaboratoryExhaustHasAnemometerControl | LabExhHasAnemometerCtrl
[5 empty] | LaboratoryExhaustHasContaminantControl | LabExhHasContaminantCtrl
[5 empty] | MERVGreaterThanOrEqualTo16DesignPressureDrop | MERVGTE16DsgnPD
[5 empty] | MERVGreaterThanOrEqualTo16DeviceFlow | MERVGTE16DevFlow
[5 empty] | MERVGreaterThanOrEqualTo16Flag | MERVGTE16Flag
[5 empty] | Name | Name
[5 empty] | NightCycleFanControl | NightCycleFanCtrl
[5 empty] | OptimumStart | OptStart
[5 empty] | ReheatControlMethod | ReheatCtrlMthd
[5 empty] | Status | Status
[5 empty] | SubType | SubType
[5 empty] | Type | Type
Battery | Batt |  |  | Project | ChargingEfficiency | ChrgEff
[5 empty] | Control | Ctrl
[5 empty] | DischargingEfficiency | DschrgEff
[5 empty] | MaximumCapacity | MaxCap
Boiler | Blr |  | FluidSys |  | AFUE | AFUE |  | Optional |  |  |  | Pump | A device for generating steam or hot water, which consists of a source of heat and a chamber that holds water which absorbs the heat. The steam or hot water is then recirculated out of the boiler for use in FluidSystem
[5 empty] | CapacityRated | CapRtd
[5 empty] | CombustionEfficiency | CombustionEfficiency
[5 empty] | DraftFanHorsePower | DraftFanHp
[5 empty] | DraftType | DraftType
[5 empty] | EIR | EIR
[5 empty] | EnteringTemperatureDesign | EntTempDsgn
[5 empty] | FluidSegmentInReference | FluidSegInRef
[5 empty] | FluidSegmentOutReference | FluidSegOutRef
[5 empty] | FuelFullLoad | FuelFullLd
[5 empty] | FuelSource | FuelSrc
[5 empty] | HasBypass | HasBypass
[5 empty] | HeatLoss | HtLoss
[5 empty] | LeavingTemperatureDesign | LvgTempDsgn
[5 empty] | Name | Name
[5 empty] | ParasiticLoad | ParasiticLd
[5 empty] | Status | Status
[5 empty] | ThermalEfficiency | ThrmlEff
[5 empty] | Type | Type
[5 empty] | UnloadRatioMinimum | UnldRatMin
Chiller | Chlr |  | FluidSys |  | AuxiliaryPower | AuxPwr |  | Optional |  |  |  | Pump | Cooling equipment that produces chilled water for cooling systems. A chiller plant consists one or more chillers, evaporator and condenser pumps, and cooling towers.
[5 empty] | COP | COP
[5 empty] | CapacityRated | CapRtd
[5 empty] | CondenserFluidSegmentInReference | CndsrInRef
[5 empty] | CondenserFluidSegmentOutReference | CndsrOutRef
[5 empty] | CondenserPowerRated | CndsrPwrRtd
[5 empty] | CondenserType | CndsrType
[5 empty] | DesignGeneratorFluidDeltaTemperature | DsgnGenFluidDelT
[5 empty] | EER | EER
[5 empty] | EnableOnThermalEnergyStorageDischarge | EnableOnThrmlEngyStorDischrg
[5 empty] | EnteringGeneratorTemperatureDesign | EntGenTempDsgn
[5 empty] | EnteringTemperatureDesign | EntTempDsgn
[5 empty] | EnteringTemperatureRated | EntTempRtd
[5 empty] | EvaporatorFluidSegmentInReference | EvapInRef
[5 empty] | EvaporatorFluidSegmentOutReference | EvapOutRef
[5 empty] | EvaporatorHasBypass | EvapHasBypass
[5 empty] | FuelSource | FuelSrc
[5 empty] | GeneratorFluidFlowCapacity | GenFluidFlowCap
[5 empty] | GeneratorFluidSegmentInReference | GenFluidSegInRef
[5 empty] | GeneratorFluidSegmentOutReference | GenFluidSegOutRef
[5 empty] | IPLVCOP | IPLVCOP
[5 empty] | IPLVEER | IPLVEER
[5 empty] | IPLVKwPerTon | IPLVKwPerTon
[5 empty] | KwPerTon | KwPerTon
[5 empty] | LeavingTemperatureDesign | LvgTempDsgn
[5 empty] | LeavingTemperatureRated | LvgTempRtd
[5 empty] | Name | Name
[5 empty] | PartLoadRatioMinimum | PLRMin
[5 empty] | Status | Status
[5 empty] | Type | Type
[5 empty] | UnloadRatioMinimum | UnldRatMin
CoilCooling | CoilClg |  | AirSeg |  | AuxiliaryPower | AuxPwr |  | Optional |  |  |  |  | An arrangement of pipe or tubing used in heating, cooling and refrigeration systems. Coils carry a heated or cooled medium and air or water surrounds the coil to absorb heat from the medium or reject heat into the medium.
|  |  | ZnSys |  | BypassMinimumEfficiencyCheck | BypassMinEffCheck
[5 empty] | CapacityTotalGrossRated | CapTotGrossRtd
[5 empty] | CapacityTotalNetRated | CapTotNetRtd
[5 empty] | CapacityTotalRatedStageFraction | CapTotRtdStageFrac
[5 empty] | CoilHeadDesign | CoilHdDsgn
[5 empty] | CondenserType | CndsrType
[5 empty] | DXCrankcaseControlTemperature | DXCrankcaseCtrlTemp
[5 empty] | DXCrankcaseHeatCapacity | DXCrankcaseHtCap
[5 empty] | DXEER | DXEER
[5 empty] | DXIEER | DXIEER
[5 empty] | DXSEER | DXSEER
[5 empty] | FluidFlowRateDesign | FluidFlowRtDsgn
[5 empty] | FluidSegmentInReference | FluidSegInRef
[5 empty] | FluidSegmentOutReference | FluidSegOutRef
[5 empty] | MinimumHotGasRatio | MinHotGasRat
[5 empty] | Name | Name
[5 empty] | NumberCoolingStages | NumClgStages
[5 empty] | Type | Type
CoilHeating | CoilHtg |  | AirSeg |  | AuxilliaryPower | AuxPwr |  | Optional
|  |  | TrmlUnit |  | BypassMinimumEfficiencyCheck | BypassMinEffCheck
|  |  | ZnSys |  | CapacityTotalGrossRated | CapTotGrossRtd
[5 empty] | CapacityTotalNetRated | CapTotNetRtd
[5 empty] | CoilHeadDesign | CoilHdDsgn
[5 empty] | CondenserType | CndsrType
[5 empty] | FluidFlowRateDesign | FluidFlowRtDsgn
[5 empty] | FluidSegmentInReference | FluidSegInRef
[5 empty] | FluidSegmentOutReference | FluidSegOutRef
[5 empty] | FuelSource | FuelSrc
[5 empty] | FurnaceAFUE | FurnAFUE
[5 empty] | FurnaceIgnitionType | FurnIgnType
[5 empty] | FurnacePilotFuelInput | FurnPilotFuelInp
[5 empty] | FurnaceThermalEfficiency | FurnThrmlEff
[5 empty] | HeatPumpCOP | HtPumpCOP
[5 empty] | HeatPumpCompressorLockoutTemperature | HtPumpCprsrLockoutTemp
[5 empty] | HeatPumpCrankcaseControlTemperature | HtPumpCrankcaseCtrlTemp
[5 empty] | HeatPumpCrankcaseHeatCapacity | HtPumpCrankcaseHtCap
[5 empty] | HeatPumpDefrostControl | HtPumpDefCtrl
[5 empty] | HeatPumpDefrostHeatCapacity | HtPumpDefHtCap
[5 empty] | HeatPumpDefrostHeatSource | HtPumpDefHtSrc
[5 empty] | HeatPumpHSPF | HtPumpHSPF
[5 empty] | HeatPumpSupplementalCoilHeatingReference | HtPumpSuppCoilHtgRef
[5 empty] | HeatPumpSupplementalTemperature | HtPumpSuppTemp
[5 empty] | Name | Name
[5 empty] | Type | Type
EvaporativeCooler | EvapClr |  | AirSeg |  | Effectiveness | Eff |  | Optional |  |  |  |  | Equipment that pre-cools the outside air that is brought into the building. It may be used with any type of cooling system that brings in outside air.
[5 empty] | IndirectDewPointEffectiveness | IndirectDewPtEff
[5 empty] | Name | Name
[5 empty] | PumpPower | PumpPwr
[5 empty] | SecondaryAirSource | SecAirSrc
[5 empty] | SecondaryFanFlowCapacity | SecFanFlowCap
[5 empty] | SecondaryFanTotalEfficiency | SecFanTotEff
[5 empty] | SecondaryFanTotalStaticPressure | SecFanTotStaticPress
[5 empty] | Type | Type
Fan | Fan |  | AirSeg |  | CentrifugalType | CentType |  | Optional
|  |  | TrmlUnit |  | Classification | Class
|  |  | ZnSys |  | ControlMethod | CtrlMthd
[5 empty] | FlowCapacity | FlowCap
[5 empty] | FlowEfficiency | FlowEff
[5 empty] | FlowMinimum | FlowMin
[5 empty] | ModelingMethod | ModelingMthd
[5 empty] | MotorBHP | MtrBHP
[5 empty] | MotorEfficiency | MtrEff
[5 empty] | MotorHP | MtrHP
[5 empty] | MotorPoleCount | MtrPoleCnt
[5 empty] | MotorPosition | MtrPos
[5 empty] | MotorType | MtrType
[5 empty] | Name | Name
[5 empty] | PowerIndex | PwrIdx
[5 empty] | PowerReport | PwrRpt
[5 empty] | TotalStaticPressure | TotStaticPress
FluidSegment | FluidSeg |  | FluidSys |  | Name | Name |  | Optional |  |  |  | Pump | A pipe that carries supply, return, makeup, or discharge fluid in an FluidSystem.
[5 empty] | PrimarySegmentReference | PriSegRef
[5 empty] | Source | Src
[5 empty] | Type | Type
FluidSystem | FluidSys |  |  | Project | AvailabiltyScheduleReference | AvailSchRef |  | Optional |  | NRCAMch02A |  | Blr | Provides conditioned fluid for a heating or cooling system, or service water heating system.
[5 empty] | CentralSystem | CentralSys |  |  |  | NRCAMch03A |  | Chlr
[5 empty] | ControlType | CtrlType |  |  |  | NRCAMch04H |  | FluidSeg
[5 empty] | CoolingSupplyTemperature | ClgSupTemp |  |  |  | NRCAMch05A |  | HX
[5 empty] | Count | Cnt |  |  |  | NRCAMch06A |  | HtRej
[5 empty] | Description | Desc |  |  |  | NRCAMch07A |  | ThrmlEngyStor
[5 empty] | DesignSupplyWaterTemperature | DsgnSupWtrTemp |  |  |  | NRCAMch08A |  | WtrHtr
[5 empty] | DesignSupplyWaterTemperatureDeltaT | DsgnSupWtrTempDelT |  |  |  | NRCAMch09A
[5 empty] | EquipmentList1Name | EquipList1Name |  |  |  | NRCAMch10A
[5 empty] | EquipmentList2Name | EquipList2Name |  |  |  | NRCAMch11A
[5 empty] | EquipmentList3Name | EquipList3Name |  |  |  | NRCAMch12A
[5 empty] | EquipmentList4Name | EquipList4Name |  |  |  | NRCAMch13A
[5 empty] | FixedSupplyTemperature | FixedSupTemp |  |  |  | NRCAMch14A
[5 empty] | HeatingDesignSupplyWaterTemperature | HtgDsgnSupWtrTemp |  |  |  | NRCAMch15A
[5 empty] | HeatingFixedSupplyTemperature | HtgFixedSupTemp |  |  |  | NRCAMch16A
[5 empty] | HeatingSupplyTemperature | HtgSupTemp |  |  |  | NRCAMch17A
[5 empty] | HeatingTemperatureSetPointScheduleReference | HtgTempSetptSchRef |  |  |  | NRCAMch18A
[5 empty] | HotWaterSupplyTemperature | HotWtrSupTemp |  |  |  | NRCAMch19A
[5 empty] | LoadRangeLimit | LdRngLim
[5 empty] | Name | Name
[5 empty] | ResetOutdoorHigh | RstOutdrHi
[5 empty] | ResetOutdoorLow | RstOutdrLow
[5 empty] | ResetSupplyHigh | RstSupHi
[5 empty] | ResetSupplyLow | RstSupLow
[5 empty] | Status | Status
[5 empty] | TemperatureControl | TempCtrl
[5 empty] | TemperatureSetPointScheduleReference | TempSetptSchRef
[5 empty] | Type | Type
[5 empty] | WaterHeaterTankVolume | WtrHtrTankVol
[5 empty] | WetBulbApproach | WetBulbApproach
HeatExchanger | HX |  | FluidSys |  | CapacityRated | CapRtd |  | Optional
[5 empty] | ChilledWaterEnteringTemperatureDesign | CHWEntTempDsgn
[5 empty] | ChilledWaterFluidSegmentInReference | CHWFluidSegInRef
[5 empty] | ChilledWaterFluidSegmentOutReference | CHWFluidSegOutRef
[5 empty] | ChilledWaterLeavingTemperatureDesign | CHWLvgTempDsgn
[5 empty] | CondenserWaterFluidSegmentInReference | CWFluidSegInRef
[5 empty] | CondenserWaterFluidSegmentOutReference | CWFluidSegOutRef
[5 empty] | CondenserWaterLeavingTemperatureDesign | CWLvgTempDsgn
[5 empty] | EconomizerIntegration | EconoIntegration
[5 empty] | Name | Name
[5 empty] | Status | Status
[5 empty] | Type | Type
HeatRecovery | HtRcvry |  | AirSys |  | AuxiliaryPower | AuxPwr
[5 empty] | CoolingLatentEffectiveness100 | ClgLatEff100
[5 empty] | CoolingLatentEffectiveness75 | ClgLatEff75
[5 empty] | CoolingSensibleEffectiveness100 | ClgSensEff100
[5 empty] | CoolingSensibleEffectiveness75 | ClgSensEff75
[5 empty] | CoolingTotalEffectiveness100 | ClgTotEff100
[5 empty] | CoolingTotalEffectiveness75 | ClgTotEff75
[5 empty] | DefrostControl | DefrostCtrl
[5 empty] | DefrostControlTemperature | DefrostCtrlTemp
[5 empty] | EconomizerLockout | EconoLockout
[5 empty] | FixedSupplyTemperature | FixedSupTemp
[5 empty] | HasHeatExchangerBypass | HasHXBypass
[5 empty] | HeatingLatentEffectiveness100 | HtgLatEff100
[5 empty] | HeatingLatentEffectiveness75 | HtgLatEff75
[5 empty] | HeatingSensibleEffectiveness100 | HtgSensEff100
[5 empty] | HeatingSensibleEffectiveness75 | HtgSensEff75
[5 empty] | HeatingTotalEffectiveness100 | HtgTotEff100
[5 empty] | HeatingTotalEffectiveness75 | HtgTotEff75
[5 empty] | RecoveryType | RcvryType
[5 empty] | SupplyFlowRated | SupFlowRtd
[5 empty] | TemperatureControl | TempCtrl
[5 empty] | TemperatureSetpointScheduleReference | TempSetptSchRef
[5 empty] | Type | Type
HeatRejection | HtRej |  | FluidSys |  | AirFlowCapacity | AirFlowCap |  | Optional |  |  |  | Pump
[5 empty] | CapacityRated | CapRtd
[5 empty] | CellCount | CellCnt
[5 empty] | DesignWBTemperature | DsgnWBTemp
[5 empty] | EnteringTemperatureDesign | EntTempDsgn
[5 empty] | FanType | FanType
[5 empty] | FluidSegmentInReference | FluidSegInRef
[5 empty] | FluidSegmentOutReference | FluidSegOutRef
[5 empty] | LeavingTemperatureDesign | LvgTempDsgn
[5 empty] | LowSpeedAirFlowRatio | LowSpdAirFlowRat
[5 empty] | LowSpeedCapacityRated | LowSpdCapRtd
[5 empty] | MinimumSpeedRatio | MinSpdRat
[5 empty] | ModulationControl | ModCtrl
[5 empty] | Name | Name
[5 empty] | SprayWaterFlowCapacity | SprayWtrFlowCap
[5 empty] | Status | Status
[5 empty] | TotalFanHP | TotFanHP
[5 empty] | Type | Type
[5 empty] | WaterFlowCapacity | WtrFlowCap
OutsideAirControl | OACtrl |  | AirSys |  | AirSegmentReturnReference | AirSegRetRef |  | Optional |  |  |  |  | The outside air control and its supply segment must have the same air sytem parent.
[5 empty] | AirSegmentSupplyReference | AirSegSupRef
[5 empty] | EconomizerControlMethod | EconoCtrlMthd
[5 empty] | EconomizerHighTemperatureLockout | EconoHiTempLockout
[5 empty] | EconomizerIntegration | EconoIntegration
[5 empty] | EconomizerLowTemperatureLockout | EconoLowTempLockout
[5 empty] | HeatRecoveryReference | HtRcvryRef
[5 empty] | Name | Name
PhotovoltaicArray | PVArray |  |  | Project | ArrayType | ArrayType |  |  | PolyLp | CalFlexibleInstall | Az
[5 empty] | DirectCurrentSystemSize | DCSysSize |  |  |  | SpecMthd | Hgt
[5 empty] | GeometrySpecificationMethod | GeomSpecMthd |  |  |  |  | RefX
[5 empty] | InverterEfficiency | InverterEff |  |  |  |  | RefY
[5 empty] | LocationSpecificationMethod | LctnSpecMthd |  |  |  |  | RefZ
[5 empty] | ModuleType | ModuleType |  |  |  |  | TiltInp
[5 empty] | PhotovoltaicArrayGeometryReference | PVArrayGeomRef |  |  |  |  | Wd
[5 empty] | TiltAngle | TiltAngle
[5 empty] | TiltPitch | TiltPitch
PhotovoltaicArrayGeometry | PVArrayGeom |  |  | Project |  |  |  |  | PolyLp |  | IsBldgAttached
PhotovoltaicArrayShade | PVArrayShade |  |  | Project |  |  |  |  | PolyLp | Type
Pump | Pump |  | Blr |  | FlowCapacity | FlowCap |  | Optional
|  |  | Chlr |  | FlowMinimum | FlowMin
|  |  | FluidSeg |  | ImpellerEfficiency | ImpellerEff
|  |  | HtRej |  | MinimumSpeedRatio | MinSpdRat
|  |  | ThrmlEngyStor |  | ModelingMethod | ModelingMthd
|  |  | WtrHtr |  | MotorEfficiency | MtrEff
[5 empty] | MotorHP | MtrHP
[5 empty] | Name | Name
[5 empty] | OperationControl | OperCtrl
[5 empty] | SpeedControl | SpdCtrl
[5 empty] | Status | Status
[5 empty] | TotalHead | TotHd
ResidentialDHWSystem | ResDHWSys |  |  | Project | AngleFromTrueNorth | AngleFromTrueNorth |  |  |  | BuriedReport
[5 empty] | AnnualSolarFraction | AnnualSolFrac |  |  |  | OutsideReport
[5 empty] | Area | Area |  |  |  | PlenumReport
[5 empty] | BaselineResidentialWaterHeaterReference | BaseResWtrHtrRef |  |  |  | SolFracRpt
[5 empty] | Brand | Brand
[5 empty] | CentralSystem | CentralSys
[5 empty] | CollectorType | CollectorType
[5 empty] | CompactDistribution | CompactDist
[5 empty] | DistributionType | DistType
[5 empty] | Fluid | Fluid
[5 empty] | HaveShowerDrainHeatRecovery | HaveShowerDrainHtRcvry
[5 empty] | LoopCount | LpCnt
[5 empty] | LoopPipeInsulationThickness | LpPipeInsThkns
[5 empty] | Manufacturer | Manufacturer
[5 empty] | Manufacturer | Manufacturer
[5 empty] | ModelNumber | ModelNum
[5 empty] | Multiplier | Mult
[5 empty] | Name | Name
[5 empty] | NameOfProgramUsed | NameOfProgramUsed
[5 empty] | PipeLocation | PipeLctn
[5 empty] | PumpBreakHorsepower | PumpBHP
[5 empty] | PumpEfficiency | PumpEff
[5 empty] | PumpPower | PumpPwr
[5 empty] | RatedEfficiencyCurveIntercept | RatedEffCurveIntercept
[5 empty] | RatedEfficiencyCurveSlope | RatedEffCurveSlope
[5 empty] | SRRCCertificationNumber | SRRCCertNum
[5 empty] | ShowerDrainHeatRecoveryEfficiency | ShowerDrainHtRcvryEff
[5 empty] | SlopeFromHorizontal | SlopeFromHorizontal
[5 empty] | SolarCollectorCount | SolCollectorCnt
[5 empty] | SolarFractionFluidSystemName | SolFracFluidSysName
[5 empty] | Status | Status
[5 empty] | SupplementalStorageTankVolume | SuppStorTankVol
[5 empty] | SystemStoryCount | SysStoryCnt
[5 empty] | TotalInputRating | TotInpRating
[5 empty] | TotalTankVolume | TotTankVol
[5 empty] | Type | Type
[5 empty] | Version | Version
[5 empty] | WaterHeaterTankVolume | WtrHtrTankVol
ResidentialDrainWaterHeatRecoverySystem | ResDWHRSys |  |  | Project | CSARatedEfficiency | CSARtdEff
ResidentialSpaceDHWFeatures | ResSpcDHWFeatures | Spc |  |  | NumberFloorsServedByResidentialDHWSystem | NumFlrServedByResDHWSys |  |  |  | KitFxtrDistance
[5 empty] | ResidentialDWHRSystemFeedHeater | ResDWHRSysFeedHeater |  |  |  | MasterBathFxtrDistance
[5 empty] | ResidentialDWHRSystemReference | ResDWHRSysRef |  |  |  | ThirdRoomFxtrDistance
[5 empty] | ResidentialDWHRSystemShowers | ResDWHRSysShowers
[5 empty] | ResidentialDWHRSystemTakeCold | ResDWHRSysTakeCold
[5 empty] | TotalBathsServed | TotBathsServed
[5 empty] | TotalShowersServed | TotShowersServed
ResidentialWaterHeater | ResWtrHtr |  | ResDHWSys |  | AmbientCondition | AmbCond
[5 empty] | CompressorZone | CprsrZn
[5 empty] | Count | Cnt
[5 empty] | ElectricMiniTank | ElecMiniTank
[5 empty] | ElectricMiniTankPower | ElecMiniTankPwr
[5 empty] | ElementType | ElementType
[5 empty] | EnergyFactor | EF
[5 empty] | FirstHourRating | FirstHrRating
[5 empty] | FlowRate | FlowRt
[5 empty] | HeatPumpWaterHeaterBrand | HPWHBrand
[5 empty] | HeatPumpWaterHeaterModel | HPWHModel
[5 empty] | HeatPumpWaterHeaterNEEARated | HtPumpWtrHtrNEEARtd
[5 empty] | InputRating | InpRating
[5 empty] | InputRatingElectric | InpRatingElec
[5 empty] | IsUniformEnergyFactorRated | IsUEFRtd
[5 empty] | Name | Name
[5 empty] | RecoveryEfficiency | RE
[5 empty] | StandbyLossFraction | StdbyLossFrac
[5 empty] | Status | Status
[5 empty] | TankCategory | TankCat
[5 empty] | TankExteriorInsulationRValue | TankExtInsR
[5 empty] | TankInteriorInsulationRValue | TankIntInsR
[5 empty] | TankVolume | TankVol
[5 empty] | TankZone | TankZn
[5 empty] | ThermalEfficiency | ThrmlEff
[5 empty] | UniformEnergyFactor | UEF
TerminalUnit | TrmlUnit |  | AirSys |  | Count | Cnt |  | Optional |  |  |  | CoilHtg
[5 empty] | HeatingAirFlowMaximum | HtgAirFlowMax | [5 empty] | Fan
[5 empty] | InducedAirZoneReference | InducedAirZnRef
[5 empty] | InductionRatio | InductionRat
[5 empty] | Name | Name
[5 empty] | ParallelBoxFanFlowFraction | ParallelBoxFanFlowFrac
[5 empty] | PrimaryAirFlowMaximum | PriAirFlowMax
[5 empty] | PrimaryAirFlowMinimum | PriAirFlowMin
[5 empty] | PrimaryAirSegmentReference | PriAirSegRef
[5 empty] | ReheatControlMethod | ReheatCtrlMthd
[5 empty] | Status | Status
[5 empty] | TotalAirFlow | TotAirFlow
[5 empty] | Type | Type
[5 empty] | ZoneServedReference | ZnServedRef
ThermalEnergyStorage | ThrmlEngyStor |  | FluidSys |  | CapacityRated | CapRtd | [5 empty] | Pump
[5 empty] | ChargeFluidSegmentInReference | ChrgFluidSegInRef
[5 empty] | ChargeFluidSegmentOutReference | ChrgFluidSegOutRef
[5 empty] | DischargeFluidSegmentInReference | DischrgFluidSegInRef
[5 empty] | DischargeFluidSegmentOutReference | DischrgFluidSegOutRef
[5 empty] | DischargePriority | DischargePriority
[5 empty] | ModeScheduleReference | ModeSchRef
[5 empty] | StorageCapacity | StorCap
[5 empty] | StorageLocation | StorLctn
[5 empty] | StorageLocationSimulated | StorLctnSim
[5 empty] | StorageZoneReference | StorageZoneReference
[5 empty] | TankHeight | TankHgt
[5 empty] | TankLengthToWidthRatio | TankLenToWdRat
[5 empty] | TankNodeCount | TankNodeCnt
[5 empty] | TankRValue | TankR
[5 empty] | TankShape | TankShape
[5 empty] | Type | Type
ThermalZone | ThrmlZn | Bldg |  |  | CoolingDesignSupplyAirTemperature | ClgDsgnSupAirTemp |  | Required |  | AddClgSys |  |  | A collection of spaces within a building having sufficiently similar space conditioning requirements so that those conditions could be maintained with a single thermal controlling device.
[5 empty] | CoolingDesignSupplyAirTemperatureDifference | ClgDsgnSupAirTempDiff |  |  |  | HasNoClg
[5 empty] | DaylightingControlLightingFraction1 | DayltgCtrlLtgFrac1 |  |  |  | HasUnknownHVAC
[5 empty] | DaylightingControlLightingFraction2 | DayltgCtrlLtgFrac2 |  |  |  | VentStd
[5 empty] | DaylightingControlType | DayltgCtrlType
[5 empty] | DaylightingMinimumDimmingLightFraction | DayltgMinDimLtgFrac
[5 empty] | DaylightingMinimumDimmingPowerFraction | DayltgMinDimPwrFrac
[5 empty] | DaylightingNumberOfControlSteps | DayltgNumCtrlSteps
[5 empty] | Description | Desc
[5 empty] | ExhaustSource | ExhSrc
[5 empty] | ExhaustSystemReference | ExhSysRef
[5 empty] | HVACZoneCount | HVACZnCnt
[5 empty] | HeatingDesignMaximumFlowFraction | HtgDsgnMaxFlowFrac
[5 empty] | HeatingDesignSupplyAirTemperature | HtgDsgnSupAirTemp
[5 empty] | HeatingDesignSupplyAirTemperatureDifference | HtgDsgnSupAirTempDiff
[5 empty] | Name | Name
[5 empty] | OperableWindowInterlock | OperableWinInterlock
[5 empty] | OperableWindowsHaveInterlock | OperableWinHaveInterlock
[5 empty] | PrimaryAirConditioningSystemPriority | PriAirCondgSysPriority
[5 empty] | PrimaryAirConditioningSystemReference | PrimAirCondgSysRef
[5 empty] | ReturnPlenumZoneReference | RetPlenumZnRef
[5 empty] | SizeForDedicatedOutdoorAirSystem | SizeForDOAS
[5 empty] | SizeForDedicatedOutdoorAirSystemControl | SizeForDOASCtrl
[5 empty] | SizeForDedicatedOutdoorAirSystemTemperatureHigh | SizeForDOASTempHi
[5 empty] | SizeForDedicatedOutdoorAirSystemTemperatureLow | SizeForDOASTempLow
[5 empty] | SupplyPlenumZoneReference | SupPlenumZnRef
[5 empty] | Type | Type
[5 empty] | VentilationByPrimaryAirConditioningSystem | VentByPriAirCondgSys
[5 empty] | VentilationControlMethod | VentCtrlMthd
[5 empty] | VentilationSource | VentSrc
[5 empty] | VentilationSpecificationMethod | VentSpecMthd
[5 empty] | VentilationStandardDescription | VentStdDesc
[5 empty] | VentilationSystemPriority | VentSysPriority
[5 empty] | VentilationSystemReference | VentSysRef
[5 empty] | ZoneSystemVentilationConnectionType | ZnSysVentConnectionType
VariableRefrigerantFlowSystem | VRFSys | Bldg |  |  | COP | COP |  |  |  | AcceptanceTestReq
[5 empty] | CombinationRatio | CombRat |  |  |  | NRCAMch02A
[5 empty] | CompressorCrankcaseHeatCapacity | CprsrCrankcaseHtrCap |  |  |  | NRCAMch03A
[5 empty] | CompressorQuantity | CprsrQty |  |  |  | NRCAMch04H
[5 empty] | ControlPriority | CtrlPriority |  |  |  | NRCAMch05A
[5 empty] | ControlZoneReference | CtrlZnRef |  |  |  | NRCAMch06A
[5 empty] | CoolingCapacityNetRated | ClgCapNetRtd |  |  |  | NRCAMch07A
[5 empty] | CoolingPipeLoss_fHeightCoefficient | ClgPipeLoss_fPipeHgtCoeff |  |  |  | NRCAMch08A
[5 empty] | CrankcaseControlTemperature | CrankcaseCtrlTemp |  |  |  | NRCAMch09A
[5 empty] | DefrostControlTemperature | DefrostCtrlTemp |  |  |  | NRCAMch10A
[5 empty] | DefrostHeatSource | DefHtSrc |  |  |  | NRCAMch11A
[5 empty] | Description | Desc |  |  |  | NRCAMch12A
[5 empty] | EER | EER |  |  |  | NRCAMch13A
[5 empty] | EquivalentPipeLength | EquivalentPipeLen |  |  |  | NRCAMch14A
[5 empty] | HeatRecovery | HtRcvry |  |  |  | NRCAMch15A
[5 empty] | HeatingCapacityNetRated | HtgCapNetRtd |  |  |  | NRCAMch16A
[5 empty] | HeatingPipeLoss_fHeightCoefficient | HtgPipeLoss_fPipeHgtCoeff |  |  |  | NRCAMch17A
[5 empty] | IndoorTypeRated | IndoorTypeRtd |  |  |  | NRCAMch18A
[5 empty] | MaximumDeltaHeight | MaxDeltaHgt |  |  |  | NRCAMch19A
[5 empty] | PartLoadRatioMinimum | PLRMin
[5 empty] | Status | Status
WaterHeater | WtrHtr |  | FluidSys |  | CapacityRated | CapRtd |  | Optional |  |  |  | Pump
[5 empty] | CompressorLocation | CprsrLoc
[5 empty] | CompressorZoneReference | CprsrZnRef
[5 empty] | Count | Cnt
[5 empty] | DraftFanPower | DraftFanPwr
[5 empty] | ElectricalIgnition | ElecIgnit
[5 empty] | EnergyFactor | EF
[5 empty] | FirstHourRating | FirstHrRating
[5 empty] | FlowRate | FlowRt
[5 empty] | FluidSegmentMakeupReference | FluidSegMakeupRef
[5 empty] | FluidSegmentOutReference | FluidSegOutRef
[5 empty] | FuelSource | FuelSrc
[5 empty] | InputPower | InpPwr
[5 empty] | MinimumCapacity | MinCap
[5 empty] | Name | Name
[5 empty] | RecoveryEfficiency | RE
[5 empty] | StandbyLossFraction | StdbyLossFrac
[5 empty] | Status | Status
[5 empty] | StorageCapacity | StorCap
[5 empty] | StorageLocation | StorLoc
[5 empty] | StorageZoneReference | StorZnRef
[5 empty] | TankHeightSimulated | TankHgtSim
[5 empty] | ThermalEfficiency | ThrmlEff
[5 empty] | Type | Type
[5 empty] | UniformEnergyFactor | UEF
ZoneSystem | ZnSys | Bldg |  |  | AuxiliaryPowerOff | AuxPwrOff |  |  |  | AcceptanceTestReq |  | CoilClg | Provides conditioned air or ventilation to one or more thermal zones in a building.
[5 empty] | AuxiliaryPowerOn | AuxPwrOn |  |  |  | HERSDuctReq |  | CoilHtg
[5 empty] | BiosafetyCabinetDesignPressureDrop | BiosftyCabExhDsgnPD |  |  |  | HERSDuctTested |  | Fan
[5 empty] | BiosafetyCabinetDeviceFlow | BiosftyCabExhDevFlow |  |  |  | NRCAMch02A
[5 empty] | BiosafetyCabinetFlag | BiosftyCabExhFlag |  |  |  | NRCAMch03A
[5 empty] | CoolingDesignSupplyAirTemperature | ClgDsgnSupAirTemp |  |  |  | NRCAMch04H
[5 empty] | Count | Cnt |  |  |  | NRCAMch05A
[5 empty] | Description | Desc |  |  |  | NRCAMch06A
[5 empty] | DuctInsulation | DuctIns |  |  |  | NRCAMch07A
[5 empty] | DuctLocation | DuctLctn |  |  |  | NRCAMch08A
[5 empty] | DuctStatus | DuctStatus |  |  |  | NRCAMch09A
[5 empty] | ExhaustControlMethod | ExhCtrlMthd |  |  |  | NRCAMch10A
[5 empty] | ExhaustFiltersDesignPressureDrop | ExhFiltersDsgnPD |  |  |  | NRCAMch11A
[5 empty] | ExhaustFiltersDeviceFlow | ExhFiltersDevFlow |  |  |  | NRCAMch12A
[5 empty] | ExhaustFiltersFlag | ExhFiltersFlag |  |  |  | NRCAMch13A
[5 empty] | ExhaustOperationMode | ExhOperMode |  |  |  | NRCAMch14A
[5 empty] | ExhaustSystemType | ExhSysType |  |  |  | NRCAMch15A
[5 empty] | FanControl | FanCtrl |  |  |  | NRCAMch16A
[5 empty] | FullyDuctedExhaustDeviceFlow | FullyDuctedExhDevFlow |  |  |  | NRCAMch17A
[5 empty] | FullyDuctedExhaustFlag | FullyDuctedExhFlag |  |  |  | NRCAMch18A
[5 empty] | GasPhaseAirCleanersDesignPressureDrop | GasPhaseAirCleanersDsgnPD |  |  |  | NRCAMch19A
[5 empty] | GasPhaseAirCleanersDeviceFlow | GasPhaseAirCleanersDevFlow
[5 empty] | GasPhaseAirCleanersFlag | GasPhaseAirCleanersFlag
[5 empty] | HVACAutoSizing | HVACAutoSizing
[5 empty] | HeatingDesignSupplyAirTemperature | HtgDsgnSupAirTemp
[5 empty] | HeatingToCoolingSizingRatio | HeatingToCoolingSizingRatio
[5 empty] | IndoorType | IndoorType
[5 empty] | IsComplexSystem | IsComplexSystem
[5 empty] | LaboratoryExhaustHasAnemometerControl | LabExhHasAnemometerCtrl
[5 empty] | LaboratoryExhaustHasContaminantControl | LabExhHasContaminantCtrl
[5 empty] | MERVGreaterThanOrEqualTo16DesignPressureDrop | MERVGTE16DsgnPD
[5 empty] | MERVGreaterThanOrEqualTo16DeviceFlow | MERVGTE16DevFlow
[5 empty] | MERVGreaterThanOrEqualTo16Flag | MERVGTE16Flag
[5 empty] | Name | Name
[5 empty] | RatedFlowCapacity | RtdFlowCap
[5 empty] | RatedHeatRecoveryEffectiveness | RtdHtRcvryEff
[5 empty] | RatedPower | RtdPwr
[5 empty] | Status | Status
[5 empty] | SubType | SubType
[5 empty] | Type | Type
[5 empty] | VariableRefrigerantFlowSystemReference | VRFSysRef

## HvacObjProps
Object | CBECC NR Property | CBECC NR Property Short Form | DataType | Units | HvacEnumerations | Referenced Objects | Referenced Building Objects | Compliance Use | CBECC NR Array | XSD ELEMATTRIB minOccurs | XSD ELEMATTRIB maxOccurs | XSD RESTRICT minInclusive | XSD RESTRICT maxInclusive | Display Term True | Display Term False | Calculations And Rules CBECC NR | Definition | Standards Reference
AirSegment
| Name | Name | string | none |  |  |  | Required | [8 empty] | A text string that uniquely defines the HVAC object, and is returned when the object is referenced.
| Path | Path | enumerated list | none | Direct |  |  | Defaulted
Ducted
PlenumZones
| Type | Type | enumerated list | none | Connector |  |  | Compulsory | [9 empty] | AirSegmentType
ExhaustSegment
None
OutsideAir
Relief
Return
Supply
AirSystem
| BiosafetyCabinetDesignPressureDrop | BiosftyCabExhDsgnPD | decimal | in water column |  |  |  | Defaulted | No
| BiosafetyCabinetDeviceFlow | BiosftyCabExhDevFlow | decimal | ft3 per min |  |  |  | Defaulted | No
| BiosafetyCabinetFlag | BiosftyCabExhFlag | boolean | none |  |  |  | Defaulted | No
| ControlSystemType | CtrlSysType | enumerated list | none | DDCToZone |  |  | Defaulted | [8 empty] | The type of control system for multizone HVAC systems and their related equipment.This input affects the proposed design system specification for zone levelcontrols, supply air temperature reset controls, ventilation controls and fanand pump static pressure part-load curves. | 2013 NR ACM: 5.6.5.1, 5.7.2.1 The type of control system for multizone HVAC systems and their related equipment.This input affects the proposed design system specification for zone levelcontrols, supply air temperature reset controls, ventilation controls and fanand pump static pressure part-load curves.
Other
| ControlZoneReference | CtrlZnRef | reference | none |  | ThermalZone |  | CondRequired
| CoolingControl | ClgCtrl | enumerated list | none | Fixed |  |  | Defaulted | [8 empty] | Defines the cooling supply air temperature control method used for systems with cooling coils | 2013 NR ACM: 5.7.2.2 Cooling Control
FixedDualSetpoint
NoSATControl
OutsideAirReset
Scheduled
WarmestResetFlowFirst
WarmestResetTemperatureFirst
| CoolingDesignSupplyAirTemperature | ClgDsgnSupAirTemp | decimal | F |  |  |  | Defaulted | [9 empty] | 2013 NR ACM
| CoolingFixedSupplyAirTemperature | ClgFixedSupTemp | decimal | F |  |  |  | Defaulted
| CoolingSetPointScheduleReference | ClgSetptSchRef | reference | none |  |  | Schedule | CondRequired
| CoolResetOutdoorHigh | ClRstOutdrHi | decimal | F |  |  |  | Defaulted
| CoolResetOutdoorLow | ClRstOutdrLow | decimal | F |  |  |  | Defaulted
| CoolResetSupplyHigh | ClRstSupHi | decimal | F |  |  |  | Defaulted
| CoolResetSupplyLow | ClRstSupLow | decimal | F |  |  |  | Defaulted
| Count | Cnt | integer | none |  |  |  | Defaulted | [9 empty] | 2013 NR ACM sections 2.3.1 and 5.3 The number of duplicate HVAC systems represented by the modeled system.
| Description | Desc | string | none |  |  |  | Optional | [8 empty] | This is a brief description of the object that summarizes its essential characteristics
| DuctInsulation | DuctIns | decimal | h ft2 F per Btu |  |  |  | Optional
| DuctLocation | DuctLctn | enumerated list | none | Conditioned |  |  | Required
Ductless
Other
Unconditioned
| DuctStatus | DuctStatus | integer | none |  |  |  | Defaulted | No
| ExhaustControlMethod | ExhCtrlMthd | enumerated list | none | COControl |  |  | Defaulted
ConstantFlowConstantSpeedFan
NoCOControl
VariableFlowConstantSpeedFan
VariableFlowVariableSpeedFan
| ExhaustFiltersDesignPressureDrop | ExhFiltersDsgnPD | decimal | in water column |  |  |  | Defaulted | No
| ExhaustFiltersDeviceFlow | ExhFiltersDevFlow | decimal | ft3 per min |  |  |  | Defaulted | No
| ExhaustFiltersFlag | ExhFiltersFlag | boolean | none |  |  |  | Defaulted | No
| ExhaustOperationMode | ExhOperMode | enumerated list | none | CoupledToSystem |  |  | Defaulted
DecoupledFromSystem
| ExhaustSystemType | ExhSysType | enumerated list | none | CommercialKitchen |  |  | Defaulted
ExhaustOnly
General
HeatRecovery
Laboratory
ParkingGarage
SupplyOnly
| FanControl | FanCtrl | enumerated list | none | Continuous |  |  | Defaulted
Cycling
| FanPosition | FanPos | enumerated list | none | BlowThrough |  |  | Defaulted | [9 empty] | 2013 NR ACM
| FullyDuctedExhaustDeviceFlow | FullyDuctedExhDevFlow | decimal | ft3 per min |  |  |  | Defaulted | No
| FullyDuctedExhaustFlag | FullyDuctedExhFlag | boolean | none |  |  |  | Defaulted | No
| FullyDuctedReturnDeviceFlow | FullyDuctedRetDevFlow | decimal | ft3 per min |  |  |  | Defaulted | No
| FullyDuctedReturnFlag | FullyDuctedRetFlag | boolean | none |  |  |  | Defaulted | No
| GasPhaseAirCleanersDesignPressureDrop | GasPhaseAirCleanersDsgnPD | decimal | in water column |  |  |  | Defaulted | No
| GasPhaseAirCleanersDeviceFlow | GasPhaseAirCleanersDevFlow | decimal | ft3 per min |  |  |  | Defaulted | No
| GasPhaseAirCleanersFlag | GasPhaseAirCleanersFlag | boolean | none |  |  |  | Defaulted | No
| HeatingDesignSupplyAirTemperature | HtgDsgnSupAirTemp | decimal | F |  |  |  | Defaulted | [9 empty] | 2013 NR ACM
| HeatingFixedSupplyTemperature | HtgFixedSupTemp | decimal | F |  |  |  | Optional
| HeatingSetPointScheduleReference | HtgSetPtSchRef | reference | none |  |  | Schedule | Optional
| IsAllOutsideAir | IsAllOA | boolean | none |  |  |  | Defaulted | No |  |  |  |  | Yes | No
| IsComplexSystem | IsComplexSystem | boolean | none |  |  |  | Defaulted | [5 empty] | Yes | No
| LaboratoryExhaustHasAnemometerControl | LabExhHasAnemometerCtrl | boolean | none |  |  |  | Optional | No
| LaboratoryExhaustHasContaminantControl | LabExhHasContaminantCtrl | boolean | none |  |  |  | Optional | No
| MERVGreaterThanOrEqualTo16DesignPressureDrop | MERVGTE16DsgnPD | decimal | in water column |  |  |  | Defaulted | No
| MERVGreaterThanOrEqualTo16DeviceFlow | MERVGTE16DevFlow | decimal | ft3 per min |  |  |  | Defaulted | No
| MERVGreaterThanOrEqualTo16Flag | MERVGTE16Flag | boolean | none |  |  |  | Defaulted | No
| Name | Name | string | none |  |  |  | Required | [8 empty] | A text string that uniquely defines the HVAC object, and is returned when the object is referenced.
| NightCycleFanControl | NightCycleFanCtrl | enumerated list | none | CycleOnAnyCooling |  |  | Defaulted | [9 empty] | 2013 NR ACM: 5.7.2 System Controls
CycleOnAnyHeating
CycleOnCallAnyZone
CycleOnCallPrimaryZone
CycleZoneFansOnly
StaysOff
| OptimumStart | OptStart | boolean | none |  |  |  | Defaulted | [5 empty] | Yes | No
| ReheatControlMethod | ReheatCtrlMthd | enumerated list | none | DualMaximum |  |  | Defaulted | [8 empty] | The air/temperature control strategy for VAV systems with reheat boxes during heating mode.
SingleMaximum
| Status | Status | enumerated list | none | Altered |  |  | Defaulted | [7 empty] | Compliance Use is Defaulted for AirSystem and ZoneSystem; Required for FluidSystem and RecirculationDHWSystem | Defines if equipment is new, existing or modified. Existing equipment may be moved and reinstalled in the project. If so, mandatory efficiency ratings may not apply.
Existing
New
| SubType | SubType | enumerated list | none | CRAC |  |  | Defaulted | [8 empty] | Air System equipment subtype | 2013 NR ACM
CRAH
SinglePackaged1Phase
SinglePackaged3Phase
Split1Phase
Split3Phase
| Type | Type | enumerated list | none | DOASCV |  |  | Compulsory | [9 empty] | 2013 NR ACM: 5.7 HVAC Secondary Systems; Tables 15 and N2-16 to N2-23
DOASVAV
Exhaust
PVAV
SPVAC
SPVHP
SZAC
SZHP
SZVAVAC
SZVAVHP
VAV
Battery
| ChargingEfficiency | ChrgEff | decimal | none |  |  |  | Defaulted | No | [8 empty] | CF1R-PRF, CF2RPVB02
| Control | Ctrl | enumerated list | none | Advanced DR Control |  |  | Defaulted | No | [8 empty] | CF1R-PRF, CF2R-PVB-02
Basic
Time of Use
| DischargingEfficiency | DschrgEff | decimal | none |  |  |  | Defaulted | No | [8 empty] | CF1R-PRF, CF2RPVB02
| MaximumCapacity | MaxCap | decimal | kW per h |  |  |  | Defaulted | No | [8 empty] | CF1R-PRF
Boiler
| AFUE | AFUE | decimal | none |  |  |  | CondRequired | [8 empty] | The full load efficiency of a boiler or furnace at AFUE rated conditions | 2013 NR ACM: 5.7.6.4 Furnace equation 41 5.8.1 Boilers equation 59
| CapacityRated | CapRtd | decimal | Btu per h |  |  |  | Required | [8 empty] | The rated measure of energy ouput of Boilers. | 2013 NR ACM: 5.8.1 Boilers Boiler Design Capacity;
| CombustionEfficiency |  | decimal | none |  |  |  |  | No | [7 empty] | The measure of how much energy is extracted from the fuel and is the ratio of heat transferred to the combustion air divided by the heat input of the fuel. | NRCC-MCH-E
| DraftFanHorsePower | DraftFanHp | decimal | hp |  |  |  | CondRequired | [8 empty] | Nameplate horsepower of the draft fan motor (HP), | 2013 NR ACM 5.8.3
| DraftType | DraftType | enumerated list | none | Condensing |  |  | CondRequired | [8 empty] | How combustion airflow is drawn through the boiler | 2013 NR ACM 5.8.1 Boilers equation 59
MechanicalNoncondensing
Natural
| EIR | EIR | decimal | none |  |  |  | CondRequired | [8 empty] | The ratio of energy used by the system to the heating capacity in the same units. EIR is used in calculating a performance curve for heating equipment. It is the reciprocal of the coefficient of performance (COP) Represented as EIR | 2013 NR ACM: 5.8.1 Boilers Boiler Part-Load Performance Curve;
| EnteringTemperatureDesign | EntTempDsgn | decimal | F |  |  |  | Defaulted | [9 empty] | 2013 NR ACM: 5.7.5 Cooling Systems Cooling Capacity Adjustment Curves Equations 13-16; 5.8.1 Boilers Hot Water Return Temperature; 5.8.2 Chiller Cooling Capacity Adjustment Curves equations 62 and 63
| FluidSegmentInReference | FluidSegInRef | reference | none |  | FluidSegment |  | CondRequired | [8 empty] | The name of the fluid segment that brings fluid into HVAC equipment
| FluidSegmentOutReference | FluidSegOutRef | reference | none |  | FluidSegment |  | CondRequired | [8 empty] | The name of the fluid segment that takes fluid out of HVAC equipment
| FuelFullLoad | FuelFullLd | decimal | Btu per h |  |  |  | CondRequired | [8 empty] | The fuel consumption at design conditions | 2013 NR ACM 5.7.6.4 Furnace, equation 42 5.8.1 Boilers equation 60; 5.9.1.2 Water Heaters equation 76
| FuelSource | FuelSrc | enumerated list | none | Electric |  |  | Required | [8 empty] | Defines the type of energy used to run the equipment or provide heat. Values: electricity, natural gas, propane, fuel oil, hot water, steam, solar thermal. | 2013 NR ACM: 5.8.1 Boiler fuel
Gas
| HasBypass | HasBypass | boolean | none |  |  |  | Optional | [5 empty] | Yes | No
| HeatLoss | HtLoss | decimal | Btu per h |  |  |  | Optional | [8 empty] | The heat lost when the Boiler is firing and is expressed as a fraction of full load output capacity. The default is .02 for electric boilers and heat-exchangers and 0 for fuel-fired boilers | 2013 NR ACM: 5.8.1 Boilers Boiler Heat Loss
| LeavingTemperatureDesign | LvgTempDsgn | decimal | F |  |  |  | Defaulted | [9 empty] | 2013 NR ACM: 5.7.5 Cooling Systems Cooling Capacity Adjustment Curves Equations 13-16; 5.8.1 Boilers Hot Water Supply Temperature; 5.8.2 Chiller Cooling Capacity Adjustment Curves equations 62 and 63
| Name | Name | string | none |  |  |  | Required | [8 empty] | A text string that uniquely defines the HVAC object, and is returned when the object is referenced.
| ParasiticLoad | ParasiticLd | decimal | W |  |  |  | CondRequired | [8 empty] | Electricity consumption of mechanical draft equipment (W) | 2013 NR ACM 5.8.3
| Status | Status | enumerated list | none | Existing |  |  | Defaulted | [7 empty] | Compliance Use is Defaulted for TerminalUnit; Required for Chiller, Boiler, HeatRejection, WaterHeater, Pump, and RecirculationWaterHeater | Defines if equipment is new, existing or modified. Existing equipment may be moved and reinstalled in the project. If so, mandatory efficiency ratings may not apply.
New
| ThermalEfficiency | ThrmlEff | decimal | none |  |  |  | CondRequired | [8 empty] | The full load of a boiler or water heater or heating coil efficiency calculated as the ratio of heat transferred to the water divided by the heat input of the fuel. | 2013 NR ACM 5.8.1 Boilers equation 59 Used in residential CF1R-PRF
| Type | Type | enumerated list | none | HotWater |  |  | Required | [9 empty] | NRCC-MCH-E
Steam
| UnloadRatioMinimum | UnldRatMin | decimal | none |  |  |  | Defaulted | [8 empty] | The minimum unloading capacity of the Boiler,expressed as a fraction of the rated capacity. Below this level the equipment must cycle to meet the load. | 2013 NR ACM: 5.8.1 Boilers Boiler Minimum Unloading Ratio, Table 64,
Chiller
| AuxiliaryPower | AuxPwr | decimal | W |  |  |  | Defaulted
| CapacityRated | CapRtd | decimal | Btu per h |  |  |  | Required | [8 empty] | Cooling capacity of chiller equipment at prescribed rating conditions. | 2013 NR ACM 5.8.2 Chillers Chiller Rated Capacity equations
| CondenserFluidSegmentInReference | CndsrInRef | reference | none |  | FluidSegment |  | CondRequired
| CondenserFluidSegmentOutReference | CndsrOutRef | reference | none |  | FluidSegment |  | CondRequired
| CondenserPowerRated | CndsrPwrRtd | decimal | kW |  |  |  | Optional | [8 empty] | The energy usage of the condenser fan(s) at design conditions on an air-cooled chiller. This unit should only be used for chillers composed of separate evaporator and condenser sections where the fan energy is not part of the chiller COP. | 2013 NR ACM: 5.8.2 Chillers
| CondenserType | CndsrType | enumerated list | none | Air |  |  | Required | [8 empty] | Defines the type condenser used for a chiller
Fluid
| COP | COP | decimal | none |  |  |  | CondRequired | [8 empty] | The efficiency of the chiller expressed as the ARI rated coefficient of performance | 2013 NR ACM 5.8.2 Chillers Chiller Rated Efficiency
| DesignGeneratorFluidDeltaTemperature | DsgnGenFluidDelT | decimal | F |  |  |  | Defaulted
| EER | EER | decimal | none |  |  |  | CondRequired
| EnableOnThermalEnergyStorageDischarge | EnableOnThrmlEngyStorDischrg | boolean | none |  |  |  | Defaulted | No |  |  |  |  | Yes | No
| EnteringGeneratorTemperatureDesign | EntGenTempDsgn | decimal | F |  |  |  | Defaulted
| EnteringTemperatureDesign | EntTempDsgn | decimal | F |  |  |  | Defaulted | [9 empty] | 2013 NR ACM: 5.7.5 Cooling Systems Cooling Capacity Adjustment Curves Equations 13-16; 5.8.1 Boilers Hot Water Return Temperature; 5.8.2 Chiller Cooling Capacity Adjustment Curves equations 62 and 63
| EnteringTemperatureRated | EntTempRtd | decimal | F |  |  |  | Optional
| EvaporatorFluidSegmentInReference | EvapInRef | reference | none |  | FluidSegment |  | Required
| EvaporatorFluidSegmentOutReference | EvapOutRef | reference | none |  | FluidSegment |  | Required
| EvaporatorHasBypass | EvapHasBypass | boolean | none |  |  |  | Optional | [5 empty] | Yes | No
| FuelSource | FuelSrc | enumerated list | none | Electric |  |  | Required | [8 empty] | Defines the type of energy used to run the Chiller. | 2013 NR ACM: 5.8.2 Chiller Fuel
Indirect
| GeneratorFluidFlowCapacity | GenFluidFlowCap | decimal | gal per min |  |  |  | Optional
| GeneratorFluidSegmentInReference | GenFluidSegInRef | reference | none |  | FluidSegment |  | CondRequired
| GeneratorFluidSegmentOutReference | GenFluidSegOutRef | reference | none |  | FluidSegment |  | CondRequired
| IPLVCOP | IPLVCOP | decimal | none |  |  |  | CondRequired | [8 empty] | IPLV is a metric of part load performance, but the units change based on the efficiency descriptor. This makes it three different properties in SDD terms. | 2013 NR ACM 5.8.2
| IPLVEER | IPLVEER | decimal | Btu per W h |  |  |  | CondRequired | [8 empty] | IPLV is a metric of part load performance, but the units change based on the efficiency descriptor. This makes it three different properties in SDD terms. | 2013 NR ACM 5.8.2
| IPLVKwPerTon | IPLVKwPerTon | decimal | kW per ton |  |  |  | CondRequired | [8 empty] | IPLV is a metric of part load performance, but the units change based on the efficiency descriptor. This makes it three different properties in SDD terms. | 2013 NR ACM 5.8.2
| KwPerTon | KwPerTon | decimal | kW per ton |  |  |  | CondRequired
| LeavingTemperatureDesign | LvgTempDsgn | decimal | F |  |  |  | Defaulted | [9 empty] | 2013 NR ACM: 5.7.5 Cooling Systems Cooling Capacity Adjustment Curves Equations 13-16; 5.8.1 Boilers Hot Water Supply Temperature; 5.8.2 Chiller Cooling Capacity Adjustment Curves equations 62 and 63
| LeavingTemperatureRated | LvgTempRtd | decimal | F |  |  |  | Optional
| Name | Name | string | none |  |  |  | Required | [8 empty] | A text string that uniquely defines the HVAC object, and is returned when the object is referenced.
| PartLoadRatioMinimum | PLRMin | decimal | none |  |  |  | Defaulted
| Status | Status | enumerated list | none | Existing |  |  | Defaulted | [7 empty] | Compliance Use is Defaulted for TerminalUnit; Required for Chiller, Boiler, HeatRejection, WaterHeater, Pump, and RecirculationWaterHeater | Defines if equipment is new, existing or modified. Existing equipment may be moved and reinstalled in the project. If so, mandatory efficiency ratings may not apply.
New
| Type | Type | enumerated list | none | AbsorptionSingleEffect |  |  | Required | [8 empty] | ChillerType
Centrifugal
Reciprocating
Screw
Scroll
| UnloadRatioMinimum | UnldRatMin | decimal | none |  |  |  | Defaulted | [8 empty] | The minimum unloading capacity of the Chiller, expressed as a fraction of the rated capacity. Below this level the equipment must cycle to meet the load. | 2013 NR ACM: 5.8.2 Chillers Table 85 Default Minimum Unloading Ratios;
CoilCooling
| AuxiliaryPower | AuxPwr | decimal | W |  |  |  | Optional
| BypassMinimumEfficiencyCheck | BypassMinEffCheck | boolean | none |  |  |  | Defaulted | [5 empty] | Yes | No
| CapacityTotalGrossRated | CapTotGrossRtd | decimal | Btu per h |  |  |  | CondRequired | [8 empty] | The total cooling capacity of a coil at rated conditions | 2013 NR ACM 5.7.5 Cooling Systems
| CapacityTotalNetRated | CapTotNetRtd | decimal | Btu per h |  |  |  | CondRequired | [8 empty] | The total cooling capacity of a coil at design conditions | 2013 NR ACM 5.7.5 Cooling Systems
| CapacityTotalRatedStageFraction | CapTotRtdStageFrac | decimal | none |  |  |  | Defaulted | Yes | 0 | 2 | 0 | 1 |  |  |  | Total cooling capacity of each cooling stage, at ARI rated conditions. The capacity is expressed as an array, with each entry a fraction of the total rated cooling capacity for the unit. | 2013 NR ACM 5.7.5.2
| CoilHeadDesign | CoilHdDsgn | decimal | ft H2O |  |  |  | Defaulted
| CondenserType | CndsrType | enumerated list | none | Air |  |  | Defaulted | [8 empty] | Defines the type condenser used for a cooling or heating coil
WaterSource
| DXCrankcaseControlTemperature | DXCrankcaseCtrlTemp | decimal | F |  |  |  | Optional
| DXCrankcaseHeatCapacity | DXCrankcaseHtCap | decimal | Btu per h |  |  |  | Optional | [8 empty] | The capacity of the electric resistance heater in the crank case of a direct expansion (DX) compressor. The crank case heater operates only when the compressor is off. | 2013 NR ACM 5.7.6.5
| DXEER | DXEER | decimal | Btu per h W |  |  |  | CondRequired | [8 empty] | The energy efficiency ratio (EER) of net cooling capacity (in Btu/hr) to total rate of electrical energy input (in watts), of cooling equipment under designated operating conditions. | 2013 NR ACM 5.7.5.2 Direct Expansion Direct Expansion Cooling Efficiency, equations 21 and 22
| DXIEER | DXIEER | decimal | Btu per h W |  |  |  | CondRequired
| DXSEER | DXSEER | decimal | Btu per h W |  |  |  | CondRequired | [8 empty] | The Seasonal Energy Efficiency Ratio (SEER) of the coil in a DX cooling system | 5.7.5.2 Direct Expansion Direct Expansion Cooling Efficiency
| FluidFlowRateDesign | FluidFlowRtDsgn | decimal | gal per min |  |  |  | CondRequired | [8 empty] | The maximum possible water volume flow rate through a hydronic coil. Used to define capacity for coils not explicilty defined by capacity in terms of Btu/h.
| FluidSegmentInReference | FluidSegInRef | reference | none |  | FluidSegment |  | CondRequired | [8 empty] | The name of the fluid segment that brings fluid into HVAC equipment
| FluidSegmentOutReference | FluidSegOutRef | reference | none |  | FluidSegment |  | CondRequired | [8 empty] | The name of the fluid segment that takes fluid out of HVAC equipment
| MinimumHotGasRatio | MinHotGasRat | decimal | none |  |  |  | Optional | [9 empty] | 2013 NR ACM 5.7.5.2
| Name | Name | string | none |  |  |  | Required | [8 empty] | A text string that uniquely defines the HVAC object, and is returned when the object is referenced.
| NumberCoolingStages | NumClgStages | integer | none |  |  |  | Defaulted | [9 empty] | 2013 NR ACM 5.7.5.2
| Type | Type | enumerated list | none | ChilledWater |  |  | Compulsory | [8 empty] | CoilCoolingType | 2013 NR ACM 5.7.5.1 Cooling Systems General
DirectExpansion
VRF
CoilHeating
| AuxilliaryPower | AuxPwr | decimal | W |  |  |  | Optional
| BypassMinimumEfficiencyCheck | BypassMinEffCheck | boolean | none |  |  |  | Defaulted | [5 empty] | Yes | No
| CapacityTotalGrossRated | CapTotGrossRtd | decimal | Btu per h |  |  |  | CondRequired | [8 empty] | The cooling or heating capacity of HVAC equipment at prescribed rating conditions. | 2013 NR ACM: 5.8.1 Boilers Boiler Design Capacity; 5.8.2 Chillers Chiller Rated Capacity equations; 5.8.3 Cooling Towers Cooling Tower Capacity
| CapacityTotalNetRated | CapTotNetRtd | decimal | Btu per h |  |  |  | CondRequired
| CoilHeadDesign | CoilHdDsgn | decimal | ft H2O |  |  |  | Defaulted
| CondenserType | CndsrType | enumerated list | none | Air |  |  | Defaulted | [8 empty] | Defines the type condenser used for a cooling or heating coil
WaterSource
| FluidFlowRateDesign | FluidFlowRtDsgn | decimal | gal per min |  |  |  | CondRequired | [8 empty] | The maximum possible water volume flow rate through a hydronic coil. Used to define capacity for coils not explicilty defined by capacity in terms of Btu/h.
| FluidSegmentInReference | FluidSegInRef | reference | none |  | FluidSegment |  | CondRequired | [8 empty] | The name of the fluid segment that brings fluid into HVAC equipment
| FluidSegmentOutReference | FluidSegOutRef | reference | none |  | FluidSegment |  | CondRequired | [8 empty] | The name of the fluid segment that takes fluid out of HVAC equipment
| FuelSource | FuelSrc | enumerated list | none | Electric |  |  | Defaulted | [8 empty] | This lists all sources of heat for a heating coil | 2013 NR ACM 5.7.6 Heating Systems 5.7.6.1 General Heating Source
Gas
Oil (no longer valid)
| FurnaceAFUE | FurnAFUE | decimal | none |  |  |  | CondRequired | [8 empty] | The Annual Fuel Utilization Efficiency (AFUE) season-long, average efficiency of that piece of equipment | 2013 NR ACM 5.7.6.4
| FurnaceIgnitionType | FurnIgnType | enumerated list | none | IntermittentIgnitionDevice |  |  | Defaulted | [8 empty] | Either pilot or an intermittent ignition device (IID) in furnaces. An IID is mandatory for furnaces with capacities of 225,000 Btu/h and greater. | 2008 Title 24: Section 112 Mandatory Requirements For Space-Conditioning Equipment (d) Gas- and Oil-Fired Furnace Standby Loss Controls
PilotLight
| FurnacePilotFuelInput | FurnPilotFuelInp | decimal | Btu per h |  |  |  | Defaulted | [8 empty] | The measure of energy required by the Furnace pilot light. | 2013 NR ACM: 5.7.6.4 Furnace Furnace Fuel Heating Pilot
| FurnaceThermalEfficiency | FurnThrmlEff | decimal | none |  |  |  | CondRequired | [8 empty] | The full load of a water heater or heating coil efficiency calculated as the ratio of heat transferred to the water divided by the heat input of the fuel. | 2013 NR ACM 5.7.6.4 Furnace equation 41
| HeatPumpCompressorLockoutTemperature | HtPumpCprsrLockoutTemp | decimal | F |  |  |  | Defaulted | [9 empty] | 2013 NR ACM 5.7.5.6.5
| HeatPumpCOP | HtPumpCOP | decimal | none |  |  |  | CondRequired | [8 empty] | The ARI rated coefficient of performance for the heating equipment such as a heat pump | 2013 NR ACM 5.7.6.5 Electric Heat Pump Electric Heat Pump Heating Efficiency
| HeatPumpCrankcaseControlTemperature | HtPumpCrankcaseCtrlTemp | decimal | F |  |  |  | Defaulted | [8 empty] | The dry bulb temperature at which the crank case in an electric heat pump is shut off. | 2013 NR ACM: 5.7.6.5 Electric Heat Pump Heat Pumps Crank Case Heater Shutoff Temperature
| HeatPumpCrankcaseHeatCapacity | HtPumpCrankcaseHtCap | decimal | Btu per h |  |  |  | Optional | [8 empty] | The capacity of the electric resistance heater in the crank case of a direct expansion (DX) compressor. The crank case heater operates only when the compressor is off. | 2013 NR ACM 5.7.6.5
| HeatPumpDefrostControl | HtPumpDefCtrl | enumerated list | none | OnDemand |  |  | Defaulted | [8 empty] | Defines how the defrosting is activated, either on demand or on a timed cycle which is by default 3.5 minutes in length | 2013 NR ACM: 5.7.6.5 Heat Pumps Coil Defrost
TimedCycle
| HeatPumpDefrostHeatCapacity | HtPumpDefHtCap | decimal | Btu per h |  |  |  | CondRequired | [8 empty] | The capacity of the electric resistance defrost heater. | 2013 NR ACM: 5.7.6.5
| HeatPumpDefrostHeatSource | HtPumpDefHtSrc | enumerated list | none | Electric |  |  | Defaulted | [8 empty] | Defines the source of the defrosting heat which is usually hot gas or electric resisitance | 2013 NR ACM: 5.7.6.5 Heat Pumps Coil Defrost
HotGas
| HeatPumpHSPF | HtPumpHSPF | decimal | Btu per W h |  |  |  | CondRequired | [8 empty] | A measure of efficiency of heating equipment using Heating Season Performance Factor (HSPF) | 2013 NR ACM 5.7.6.5 Electric Heat Pump Electric Heat Pump Heating Efficiency
| HeatPumpSupplementalCoilHeatingReference | HtPumpSuppCoilHtgRef | reference | none |  | CoilHeating |  | Optional | [8 empty] | Reference to the coil object that provides supplemental heating when the heat pump compressor is cannot meet load or is disabled. | 2013 NR ACM: 5.7.6.5
| HeatPumpSupplementalTemperature | HtPumpSuppTemp | decimal | F |  |  |  | Defaulted | [8 empty] | The dry bulb temperature at which supplemental heating equipment is allowed to be turned on | 2013 NR ACM 5.7.6.5 Heat Pumps Electric Heat Pump Electric Supplemental Heating Control Temp
| Name | Name | string | none |  |  |  | Required | [8 empty] | A text string that uniquely defines the HVAC object, and is returned when the object is referenced.
| Type | Type | enumerated list | none | Furnace |  |  | Compulsory | [8 empty] | CoilHeatingType
HeatPump
HotWater
Resistance
VRF
EvaporativeCooler
| Effectiveness | Eff | decimal | none |  |  |  | Required | [8 empty] | A ratio that represents the effectiveness of an EvaporativeCooler | 2013 NR ACM 5.7.5.3 Evaporative Cooler equations 37 and 38
| IndirectDewPointEffectiveness | IndirectDewPtEff | decimal | none |  |  |  | Defaulted | [8 empty] | Effectiveness applied to the dewpoint depression. The cooler uses the warmer of the temperatures determined from the wetbulb depression and dewpoint depression | 2013 NR ACM 5.7.5.3
| Name | Name | name | none |  |  |  | Required
| PumpPower | PumpPwr | decimal | W |  |  |  | Required | [9 empty] | 2013 NR ACM 5.7.5.3 Evaporative Cooler
| SecondaryAirSource | SecAirSrc | enumerated list | none | OutdoorAir |  |  | Defaulted | [9 empty] | 2013 NR ACM 5.7.5.3
ReturnAir
| SecondaryFanFlowCapacity | SecFanFlowCap | decimal | ft3 per min |  |  |  | CondRequired | [9 empty] | 2013 NR ACM 5.7.5.3 Evaporative Cooler Evaporative Cooling
| SecondaryFanTotalEfficiency | SecFanTotEff | decimal | none |  |  |  | Defaulted | [8 empty] | includes motor eff | 2013 NR ACM 5.7.5.3 Evaporative Cooler
| SecondaryFanTotalStaticPressure | SecFanTotStaticPress | decimal | in water column |  |  |  | CondRequired | [9 empty] | 2013 NR ACM 5.7.5.3 Evaporative Cooler
| Type | Type | enumerated list | none | Direct |  |  | Required | [8 empty] | Defines the type of EvaporativeCooler operation | 2013 NR ACM 5.7.5.3 Evaporative Cooler Evaporative Cooling Type
Indirect
Fan
| CentrifugalType | CentType | enumerated list | none | AirFoil |  |  | Defaulted | [8 empty] | Defines the mechanism of a centrifugal fan | 2013 NR ACM 5.7.3 Fan Systems Part Load Power Curve Table 46 – Fan Curve Default Values
BackwardInclined
ForwardCurved
| Classification | Class | enumerated list | none | Axial |  |  | Defaulted | [8 empty] | The classification of the fan design. | 2013 NR ACM: 5.7.3.2
Centrifugal
| ControlMethod | CtrlMthd | enumerated list | none | ConstantVolume |  |  | Required | [9 empty] | 2013 NACR ACM 5.7.3.2,
Dampers
InletVanes
TwoSpeed
VariablePitchBlades
VariableSpeedDrive
| FlowCapacity | FlowCap | decimal | ft3 per min |  |  |  | Required | [8 empty] | Defines the volumetric capacity of the fan measured in cubic ft per minute (cfm). The fan's peak airflow is what it is rated at when running at full capacity. | 2013 Title 24: Section 140.4 (c) Power Consumption of Fans; Used in Residential compliance document CF2R-MCH-27.for exhause fan; 2013 NR ACM 5.6.5.3 Zone Exhaust Exhaust Air Flow Rate; 5.7.3.4 Exhaust Fan Systems Exhaust Fan Rated Capacity; 5.7.3.2 Supply Fans Supply Fan Design Air Rated Capacity
| FlowEfficiency | FlowEff | decimal | none |  |  |  | Defaulted | [8 empty] | The efficiency of the Fan as a whole at design conditions | 2013 NR ACM: 5.7.3 Fan Systems Supply Fan Efficiency, Return/Relief Fan Efficiency
| FlowMinimum | FlowMin | decimal | ft3 per min |  |  |  | CondRequired | [8 empty] | The lowest flow rate rated for a fan | 2013 NR ACM 5.7.5.2
| ModelingMethod | ModelingMthd | enumerated list | none | BrakeHorsePower |  |  | Required | [8 empty] | Defines how the FanSystem is modeled. | 2013 NR ACM 5.7.3.2 Supply Fans; 5.7.3.4 Exhaust Fan Systems
PowerPerUnitFlow
StaticPressure
| MotorBHP | MtrBHP | decimal | hp |  |  |  | Optional | [8 empty] | The brake horsepower of the motor before the loss in power caused by the gearbox, alternator, differential, and other auxiliary components. | 2013 NR ACM 5.7.3 Fan systems, 5.7.5 Cooling Systems Total Cooling Capacity equation 11;
| MotorEfficiency | MtrEff | decimal | none |  |  |  | Required | [8 empty] | Indicates how well the motor converts electrical power into mechanical power and is defined as output power divided by input power expressed as a percentage . | 2013 NR ACM 5.7.3.2 Supply Fans Supply Motor Efficiency; 5.8.5 Pumps Motor Efficiency
| MotorHP | MtrHP | decimal | hp |  |  |  | Required | [8 empty] | The nameplate (rated) horsepower of the motor. | 2013 NR ACM Supply Motor Efficiency Table N2-20 Minimum Nominal Efficiency for Electric Motors (from 2008 NR ACM); 5.8.5 Pumps Motor Efficiency
| MotorPoleCount | MtrPoleCnt | integer | none |  |  |  | Defaulted | [8 empty] | The number of pole electromagnetic windings in the motor's stator and used to assign MotorEfficiency. Poles is always paired, so PoleCount is always a multiple of 2. | 2013 NR ACM 5.7.3 Fan systems, References 2008 NR ACM Table N2-20 which requires PoleCount of the motor
| MotorPosition | MtrPos | enumerated list | none | InAirStream |  |  | Defaulted | [8 empty] | Defines where the Fan motor is located relative to the cooling air stream. Values: InAirStream, NotInAirStream | 2013 NR ACM 5.7.3 Fan systems, Motor position
NotInAirStream
| MotorType | MtrType | enumerated list | none | Enclosed |  |  | Defaulted | [8 empty] | Defines if the motor is Open or Enclosed | 2013 NR ACM 5.7.3 Fan systems, References 2008 NR ACM Table N2-20 which requires EnclosedType of the motor
Open
| Name | Name | string | none |  |  |  | Required | [8 empty] | A text string that uniquely defines the HVAC object, and is returned when the object is referenced.
| PowerIndex | PwrIdx | decimal | W per ft3 per min |  |  |  | Defaulted | No
| PowerReport | PwrRpt | decimal | W |  |  |  | Optional | No
| TotalStaticPressure | TotStaticPress | decimal | in water column |  |  |  | CondRequired | [8 empty] | The design static pressure for the Fan | 2013 NR ACM 5.7.3 Fan Systems Supply Fan Static Pressure Return/Relief Design Static Pressure
FluidSegment
| Name | Name | string | none |  |  |  | Required | [8 empty] | A text string that uniquely defines the HVAC object, and is returned when the object is referenced.
| PrimarySegmentReference | PriSegRef | reference | none |  | FluidSegment |  | CondRequired
| Source | Src | enumerated list | none | MunicipalWater |  |  | Required
NoExternalSource
| Type | Type | enumerated list | none | MakeupFluid |  |  | Compulsory | [8 empty] | FluidSegmentType
PrimaryReturn
PrimarySupply
SecondaryReturn
SecondarySupply
FluidSystem
| AvailabiltyScheduleReference | AvailSchRef | reference | none |  |  | Schedule | Defaulted | [9 empty] | 2013 NR ACM: 5.7
| CentralSystem | CentralSys | boolean | none |  |  |  | Optional | [5 empty] | Yes | No
| ControlType | CtrlType | enumerated list | none | DDC |  |  | Defaulted | [9 empty] | 2013 NR ACM
Other
| CoolingSupplyTemperature | ClgSupTemp | decimal | F |  |  |  | Optional | [8 empty] | The design cooling temperature of leaving air ( LAT) at rated coil capacity. If no other control is specified, this is also is cold deck temp | 2013 NR ACM 5.7.2.2 Cooling Control
| Count | Cnt | integer | none |  |  |  | Optional | [9 empty] | 2013 NR ACM sections 2.3.1 and 5.3 The number of duplicate HVAC systems represented by the modeled system.
| Description | Desc | string | none |  |  |  | Optional | [8 empty] | This is a brief description of the object that summarizes its essential characteristics
| DesignSupplyWaterTemperature | DsgnSupWtrTemp | decimal | F |  |  |  | Defaulted | [9 empty] | 2013 NR ACM
| DesignSupplyWaterTemperatureDeltaT | DsgnSupWtrTempDelT | decimal | F |  |  |  | Defaulted | [9 empty] | 2013 NR ACM
| EquipmentList1Name | EquipList1Name | reference | none |  | Boiler; Chiller |  | Optional | Yes | 0 | 10
| EquipmentList2Name | EquipList2Name | reference | none |  | Boiler; Chiller |  | Optional | Yes | 0 | 10
| EquipmentList3Name | EquipList3Name | reference | none |  | Boiler; Chiller |  | Optional | Yes | 0 | 10
| EquipmentList4Name | EquipList4Name | reference | none |  | Boiler; Chiller |  | Optional | Yes | 0 | 10
| FixedSupplyTemperature | FixedSupTemp | decimal | F |  |  |  | Defaulted
| HeatingDesignSupplyWaterTemperature | HtgDsgnSupWtrTemp | decimal | F |  |  |  | Defaulted | [9 empty] | 2013 NR ACM
| HeatingFixedSupplyTemperature | HtgFixedSupTemp | decimal | F |  |  |  | Defaulted
| HeatingSupplyTemperature | HtgSupTemp | decimal | F |  |  |  | Optional | [8 empty] | The design heating temperature of leaving air ( LAT) at rated coil capacity. If no other control is specified, this is also hot deck temp | 2013 NR ACM 5.7.2.3 Heating Control;
| HeatingTemperatureSetPointScheduleReference | HtgTempSetptSchRef | reference | none |  |  | Schedule | CondRequired
| HotWaterSupplyTemperature | HotWtrSupTemp | decimal | F |  |  |  | Defaulted
| LoadRangeLimit | LdRngLim | integer | Btu per h |  |  |  | Optional | Yes | 0 | 4
| Name | Name | string | none |  |  |  | Required | [8 empty] | A text string that uniquely defines the HVAC object, and is returned when the object is referenced.
| ResetOutdoorHigh | RstOutdrHi | decimal | F |  |  |  | CondRequired
| ResetOutdoorLow | RstOutdrLow | decimal | F |  |  |  | CondRequired
| ResetSupplyHigh | RstSupHi | decimal | F |  |  |  | CondRequired
| ResetSupplyLow | RstSupLow | decimal | F |  |  |  | CondRequired
| Status | Status | enumerated list | none | Altered |  |  | Required | [7 empty] | Compliance Use is Defaulted for AirSystem and ZoneSystem; Required for FluidSystem and RecirculationDHWSystem | Defines if equipment is new, existing or modified. Existing equipment may be moved and reinstalled in the project. If so, mandatory efficiency ratings may not apply.
Existing
New
| TemperatureControl | TempCtrl | enumerated list | none | Fixed |  |  | Defaulted | [9 empty] | 2013 NR ACM 5.7.2.2 Cooling Control
FixedDualSetpoint
OutsideAirReset
Scheduled
WetBulbReset
| TemperatureSetPointScheduleReference | TempSetptSchRef | reference | none |  |  | Schedule | CondRequired
| Type | Type | enumerated list | none | ChilledWater |  |  | Compulsory | [8 empty] | FluidSystemType
CondenserWater
HotWater
ServiceHotWater
| WaterHeaterTankVolume | WtrHtrTankVol | decimal | gal |  |  |  | Optional
| WetBulbApproach | WetBulbApproach | decimal | F |  |  |  | CondRequired
HeatExchanger
| CapacityRated | CapRtd | decimal | Btu per h |  |  |  | Required
| ChilledWaterEnteringTemperatureDesign | CHWEntTempDsgn | decimal | F |  |  |  | Required
| ChilledWaterFluidSegmentInReference | CHWFluidSegInRef | reference | none |  | FluidSegment |  | CondRequired
| ChilledWaterFluidSegmentOutReference | CHWFluidSegOutRef | reference | none |  | FluidSegment |  | CondRequired
| ChilledWaterLeavingTemperatureDesign | CHWLvgTempDsgn | decimal | F |  |  |  | Required
| CondenserWaterFluidSegmentInReference | CWFluidSegInRef | reference | none |  | FluidSegment |  | Required
| CondenserWaterFluidSegmentOutReference | CWFluidSegOutRef | reference | none |  | FluidSegment |  | Required
| CondenserWaterLeavingTemperatureDesign | CWLvgTempDsgn | decimal | F |  |  |  | Required
| EconomizerIntegration | EconoIntegration | enumerated list | none | Integrated |  |  | Defaulted
NonIntegrated
| Name | Name | string | none |  |  |  | Required | [8 empty] | A text string that uniquely defines the HVAC object, and is returned when the object is referenced.
| Status | Status | enumerated list | none | Existing |  |  | Defaulted | [7 empty] | Compliance Use is Defaulted for TerminalUnit; Required for Chiller, Boiler, HeatRejection, WaterHeater, Pump, and RecirculationWaterHeater | Defines if equipment is new, existing or modified. Existing equipment may be moved and reinstalled in the project. If so, mandatory efficiency ratings may not apply.
New
| Type | Type | enumerated list | none | CounterFlow |  |  | Defaulted | [8 empty] | HeatExchangerType
HeatRecovery
| AuxiliaryPower | AuxPwr | decimal | W |  |  |  | Defaulted
| CoolingLatentEffectiveness100 | ClgLatEff100 | decimal |  |  |  |  | Defaulted
| CoolingLatentEffectiveness75 | ClgLatEff75 | decimal |  |  |  |  | Defaulted
| CoolingSensibleEffectiveness100 | ClgSensEff100 | decimal |  |  |  |  | Defaulted
| CoolingSensibleEffectiveness75 | ClgSensEff75 | decimal |  |  |  |  | Defaulted
| CoolingTotalEffectiveness100 | ClgTotEff100 | decimal |  |  |  |  | Defaulted
| CoolingTotalEffectiveness75 | ClgTotEff75 | decimal |  |  |  |  | Defaulted
| DefrostControl | DefrostCtrl | enumerated list | none | ExhaustAirRecirculation |  |  | Defaulted
ExhaustOnly
MinimumExhaustTemperature
None
| DefrostControlTemperature | DefrostCtrlTemp | decimal | F |  |  |  | Defaulted
| EconomizerLockout | EconoLockout | boolean | none |  |  |  | Defaulted | [5 empty] | Yes | No
| FixedSupplyTemperature | FixedSupTemp | decimal | F |  |  |  | Defaulted
| HasHeatExchangerBypass | HasHXBypass | boolean | none |  |  |  | Defaulted | [5 empty] | Yes | No
| HeatingLatentEffectiveness100 | HtgLatEff100 | decimal |  |  |  |  | Defaulted
| HeatingLatentEffectiveness75 | HtgLatEff75 | decimal |  |  |  |  | Defaulted
| HeatingSensibleEffectiveness100 | HtgSensEff100 | decimal |  |  |  |  | Defaulted
| HeatingSensibleEffectiveness75 | HtgSensEff75 | decimal |  |  |  |  | Defaulted
| HeatingTotalEffectiveness100 | HtgTotEff100 | decimal |  |  |  |  | Defaulted
| HeatingTotalEffectiveness75 | HtgTotEff75 | decimal |  |  |  |  | Defaulted
| RecoveryType | RcvryType | enumerated list | none | LatentOnly |  |  | Defaulted
SensibleOnly
Total
| SupplyFlowRated | SupFlowRtd | decimal | ft3 per min |  |  |  | Defaulted
| TemperatureControl | TempCtrl | enumerated list | none | Fixed |  |  | Defaulted
None
Scheduled
| TemperatureSetpointScheduleReference | TempSetptSchRef | reference |  |  |  | Schedule | CondRequired
| Type | Type | enumerated list | none | Plate |  |  | Defaulted
Wheel
HeatRejection
| AirFlowCapacity | AirFlowCap | decimal | ft3 per min |  |  |  | Required
| CapacityRated | CapRtd | decimal | Btu per h |  |  |  | Required | [8 empty] | The rated cooling capacity at CTI test conditions. | 2013 NR ACM 5.8.3 Cooling Towers Cooling Tower Capacity
| CellCount | CellCnt | decimal | none |  |  |  | Defaulted | [8 empty] | The number of cells in the cooling tower. Each cell has its own fan, water flow allowing for responding to lower load conditions | 2013 NR ACM: 5.8.3 Cooling Towers Cooling Tower number of Cells;
| DesignWBTemperature | DsgnWBTemp | decimal | F |  |  |  | Optional
| EnteringTemperatureDesign | EntTempDsgn | decimal | F |  |  |  | Defaulted | [9 empty] | 2013 NR ACM: 5.7.5 Cooling Systems Cooling Capacity Adjustment Curves Equations 13-16; 5.8.1 Boilers Hot Water Return Temperature; 5.8.2 Chiller Cooling Capacity Adjustment Curves equations 62 and 63
| FanType | FanType | enumerated list | none | Axial |  |  | Defaulted
Centrifugal
| FluidSegmentInReference | FluidSegInRef | reference | none |  | FluidSegment |  | CondRequired | [8 empty] | For coil, this is defined for Coil type = HotWater, ChilledWater, WaterEconomizer only
| FluidSegmentOutReference | FluidSegOutRef | reference | none |  | FluidSegment |  | CondRequired | [8 empty] | Defined for Coil type = HotWater, ChilledWater, WaterEconomizer only
| LeavingTemperatureDesign | LvgTempDsgn | decimal | F |  |  |  | Defaulted | [9 empty] | 2013 NR ACM: 5.7.5 Cooling Systems Cooling Capacity Adjustment Curves Equations 13-16; 5.8.1 Boilers Hot Water Supply Temperature; 5.8.2 Chiller Cooling Capacity Adjustment Curves equations 62 and 63
| LowSpeedAirFlowRatio | LowSpdAirFlowRat | decimal | none |  |  |  | Defaulted | [8 empty] | The percentage of full load airflow at low speed which is equivalent to the percentage of full load capacity at low speed. | 2013 NR ACM 5.8.3 Cooling Towers
| LowSpeedCapacityRated | LowSpdCapRtd | decimal | Btu per h |  |  |  | Defaulted | No
| MinimumSpeedRatio | MinSpdRat | decimal | none |  |  |  | Defaulted | [9 empty] | 2013 NR ACM 5.8.3 Cooling Towers Fan minimum speed ratio
| ModulationControl | ModCtrl | enumerated list | none | Bypass |  |  | Defaulted | [8 empty] | Defines how the CoolingTower modulates capacity to respond to changing loads. Assignment of value depends on FanSystem and Fan attributes e.g. operation mode and Fan speed and pony motor attributes. | 2013 NR ACM: 5.8.3 Cooling Towers Cooling Tower Capacity Control
Cycling
TwoSpeed
VariableSpeedDrive
| Name | Name | string | none |  |  |  | Required | [8 empty] | A text string that uniquely defines the HVAC object, and is returned when the object is referenced.
| SprayWaterFlowCapacity | SprayWtrFlowCap | decimal | gal per min |  |  |  | CondRequired | No
| Status | Status | enumerated list | none | Existing |  |  | Defaulted | [7 empty] | Compliance Use is Defaulted for TerminalUnit; Required for Chiller, Boiler, HeatRejection, WaterHeater, Pump, and RecirculationWaterHeater | Defines if equipment is new, existing or modified. Existing equipment may be moved and reinstalled in the project. If so, mandatory efficiency ratings may not apply.
New
| TotalFanHP | TotFanHP | decimal | hp |  |  |  | Required | [8 empty] | The sum of the nameplate rated horsepower (hp) of all fan motors on the cooling tower | 2013 NR ACM: 5.8.3 Cooling Towers CoolingTower Total Fan Power
| Type | Type | enumerated list | none | ClosedTower |  |  | Defaulted | [8 empty] | Heat Rejection Type defined for prescriptive in T24 Table 110.2-G
ClosedTowerEvaporative
OpenTower
| WaterFlowCapacity | WtrFlowCap | decimal | gal per min |  |  |  | Defaulted
OutsideAirControl
| AirSegmentReturnReference | AirSegRetRef | reference | none |  | AirSegment |  | Optional
| AirSegmentSupplyReference | AirSegSupRef | reference | none |  | AirSegment |  | Required
| EconomizerControlMethod | EconoCtrlMthd | enumerated list | none | DifferentialDryBulb |  |  | Defaulted | [9 empty] | 2013 NR ACM 5.7.4.2 Air Side Economizers
DifferentialDryBulbAndEnthalpy
DifferentialEnthalpy
FixedDryBulb
NoEconomizer
| EconomizerHighTemperatureLockout | EconoHiTempLockout | decimal | F |  |  |  | Optional | [8 empty] | The outside air temperature above which the economizer will return to minimum position. This applies if ControlType is FixedDB | 2013 NR ACM 5.7.4.2 Air Side Economizers; Economizer High Temperature Lockout
| EconomizerIntegration | EconoIntegration | enumerated list | none | Integrated |  |  | Defaulted
NonIntegrated
| EconomizerLowTemperatureLockout | EconoLowTempLockout | decimal | F |  |  |  | Defaulted | [8 empty] | The outside air temperature below which the economizer will return to the minimum position. This appears to apply to all types of air-side economizers. | 2013 NR ACM 5.7.4.2 Air Side Economizers; Economizer Economizer Low Temperature Lockout
| HeatRecoveryReference | HtRcvryRef | reference | none |  | HeatRecovery |  | Optional
| Name | Name | string | none |  |  |  | Required | [8 empty] | A text string that uniquely defines the HVAC object, and is returned when the object is referenced.
PhotovoltaicArray
| ArrayType | ArrayType | enumerated list | none | Fixed (open rack) |  |  | Defaulted | No
Fixed (roof mount)
| DirectCurrentSystemSize | DCSysSize | decimal | kW |  |  |  | Defaulted | No | [8 empty] | CF2R-PVB-01E
| GeometrySpecificationMethod | GeomSpecMthd | enumerated list | none | azimuth and tilt |  |  | Optional
reference PVArrayGeom object
| InverterEfficiency | InverterEff | decimal | percent |  |  |  |  | No | [7 empty] | Inverter efficiency as a percent | CF1R-PRF
| LocationSpecificationMethod | LctnSpecMthd | enumerated list | none | X,Y,Z and height, width |  |  | Defaulted
| ModuleType | ModuleType | enumerated list | none | Premium |  |  | Defaulted | No
Standard
Thin Film
| PhotovoltaicArrayGeometryReference | PVArrayGeomRef | reference | none |  | PhotoVoltaicArrayGeometry |  | Optional
| TiltAngle | TiltAngle | decimal | deg arc |  |  |  | Optional | [8 empty] | x in 12
| TiltPitch | TiltPitch | decimal | none |  |  |  | Optional | [8 empty] | x in 12
PhotovoltaicArrayGeometry
PhotovoltaicArrayShade
Pump
| FlowCapacity | FlowCap | decimal | gal per min |  |  |  | Required | [8 empty] | The flow rate of fluid through the Pump in gallons per minute. | 2013 NR ACM 5.8.5 Pumps
| FlowMinimum | FlowMin | decimal | gal per min |  |  |  | CondRequired | [8 empty] | The lowest flow rate rated for a pump | 2008 NR ACM: Table N2-21 2013 ?
| ImpellerEfficiency | ImpellerEff | decimal | none |  |  |  | Required
| MinimumSpeedRatio | MinSpdRat | decimal | none |  |  |  | Optional | [8 empty] | The ratio of the lowest speed to the full load speed | 2013 NR ACM 5.8.3 Cooling Towers Fan minimum speed ratio; 5.8.5 Pumps Pump Minimum Speed
| ModelingMethod | ModelingMthd | enumerated list | none | Detailed |  |  | Defaulted | [8 empty] | Defines how the Pump is modeled. | 2013 NR ACM 5.8.5 Pumps Pump Motor Modeling Method
PowerPerUnitFlow
| MotorEfficiency | MtrEff | decimal | none |  |  |  | Required | [8 empty] | Indicates how well the motor converts electrical power into mechanical power and is defined as output power divided by input power expressed as a percentage . | 2013 NR ACM 5.8.5 Pumps Motor Efficiency
| MotorHP | MtrHP | decimal | hp |  |  |  | Required | [8 empty] | The rated horsepower of the pump motor. | 2013 NR ACM 5.8.5 Pumps Motor Efficiency Table N2-20 Minimum Nominal Efficiency for Electric Motors (from 2008 NR ACM)
| Name | Name | string | none |  |  |  | Required | [8 empty] | A text string that uniquely defines the HVAC object, and is returned when the object is referenced.
| OperationControl | OperCtrl | enumerated list | none | OnDemand |  |  | Defaulted | [8 empty] | Defines how pump operation is controlled. Values: OnDemand, StandBy, Schedule | 2013 NR ACM 5.8.5 Pumps Pump Operation
Scheduled
StandBy
| SpeedControl | SpdCtrl | enumerated list | none | ConstantSpeed |  |  | Defaulted
VariableSpeed
| Status | Status | enumerated list | none | Existing |  |  | Defaulted | [7 empty] | Compliance Use is Defaulted for TerminalUnit; Required for Chiller, Boiler, HeatRejection, WaterHeater, Pump, and RecirculationWaterHeater | Defines if equipment is new, existing or modified. Existing equipment may be moved and reinstalled in the project. If so, mandatory efficiency ratings may not apply.
New
| TotalHead | TotHd | decimal | ft |  |  |  | Required
ResidentialDHWSystem
| AngleFromTrueNorth | AngleFromTrueNorth | decimal | deg arc |  |  |  | Optional
| AnnualSolarFraction | AnnualSolFrac | decimal | none |  |  |  | Optional
| Area | Area | integer | ft2 |  |  |  |  | No
| BaselineResidentialWaterHeaterReference | BaseResWtrHtrRef | reference | none |  | ResidentialWaterHeaterNR |  | Optional
| Brand | Brand | string | none |  |  |  |  | No
| CentralSystem | CentralSys | boolean | none |  |  |  | Optional | [5 empty] | Yes | No
| CollectorType | CollectorType | string | none |  |  |  |  | No
| CompactDistribution | CompactDist | enumerated list | none | Basic Credit |  |  |  | No | [8 empty] | CF1R-PRF, CF2R-PLB-02
Expanded Credit (HERS req'd)
not compact
| DistributionType | DistType | enumerated list | none | Demand Control (Standard Design for new construction) |  |  | CondRequired | [8 empty] | NRCV-PLB22 part of HERS provider verification which is why it is in the residential data model also | NRCV-PLB22 part of HERS provider verification
No Control (continuous pumping)
No loops or central system pump
Temperature modulation
Temperature modulation and monitoring
| Fluid | Fluid | string | none |  |  |  |  | No
| HaveShowerDrainHeatRecovery | HaveShowerDrainHtRcvry | boolean | none |  |  |  | Optional | No
| LoopCount | LpCnt | integer | none |  |  |  | CondRequired
| LoopPipeInsulationThickness | LpPipeInsThkns | decimal | in |  |  |  | Required | Yes | 6 | 6
| Manufacturer | Manufacturer | string | none |  |  |  | Optional
| Manufacturer | Manufacturer | string | none |  |  |  |  | No
| ModelNumber | ModelNum | string | none |  |  |  |  | No
| Multiplier | Mult | integer | none |  |  |  | Optional
| Name | Name | string | none |  |  |  | Required | [8 empty] | A text string that uniquely defines the HVAC object, and is returned when the object is referenced.
| NameOfProgramUsed | NameOfProgramUsed | string | none |  |  |  |  | No
| PipeLocation | PipeLctn | enumerated list | none | Conditioned |  |  | CondRequired |  | 0 | 6
SemiConditioned
Unconditioned
Underground
| PumpBreakHorsepower | PumpBHP | decimal | hp
| PumpEfficiency | PumpEff | decimal | none |  |  |  | Optional
| PumpPower | PumpPwr | decimal | kW |  |  |  | Optional
| RatedEfficiencyCurveIntercept | RatedEffCurveIntercept | decimal | none |  |  |  |  | No
| RatedEfficiencyCurveSlope | RatedEffCurveSlope | decimal | none |  |  |  |  | No
| ShowerDrainHeatRecoveryEfficiency | ShowerDrainHtRcvryEff | decimal | none |  |  |  | Optional | No
| SlopeFromHorizontal | SlopeFromHorizontal | decimal | deg arc |  |  |  | Optional
| SolarCollectorCount | SolCollectorCnt | integer | none |  |  |  |  | No | [8 empty] | CF1RSTH02E, CBECC Com NR SDD
| SolarFractionFluidSystemName | SolFracFluidSysName | string | none |  |  |  | Optional
| SRRCCertificationNumber | SRRCCertNum | string | none |  |  |  |  | No
| Status | Status | enumerated list | none | Altered |  |  | Required | [7 empty] | Compliance Use is Defaulted for AirSystem and ZoneSystem; Required for FluidSystem and RecirculationDHWSystem | Defines if equipment is new, existing or modified. Existing equipment may be moved and reinstalled in the project. If so, mandatory efficiency ratings may not apply.
Existing
New
| SupplementalStorageTankVolume | SuppStorTankVol | decimal | gal |  |  |  | Optional
| SystemStoryCount | SysStoryCnt | integer | none |  |  |  | CondRequired
| TotalInputRating | TotInpRating | decimal | none |  |  |  | Optional
| TotalTankVolume | TotTankVol | decimal | gal |  |  |  | Optional
| Type | Type | enumerated list | none | (HERS req'd) Parallel Piping |  |  | Required | [8 empty] | RecirculationDHWSystemType
(HERS req'd) Pipe Insulation, All Lines
(HERS req'd) Recirculation, Demand Control Occupancy/Motion
(HERS req'd) Recirculation, Demand Control Push Button
(HERS req'd) Recirculation, Non-Demand Control
Insulated and Protected Pipe Below Grade
Parallel Piping
Pipe Insulation, All Lines
Point of Use
Recirculation, Demand Control Occupancy/Motion
Recirculation, Demand Control Push Button
Recirculation, Non-Demand Control
Standard
| Version | Version | string | none |  |  |  |  | No
| WaterHeaterTankVolume | WtrHtrTankVol | decimal | gal |  |  |  | Optional
ResidentialDrainWaterHeatRecoverySystem
| CSARatedEfficiency | CSARtdEff | decimal | none |  |  |  | Required | No
ResidentialSpaceDHWFeatures
| NumberFloorsServedByResidentialDHWSystem | NumFlrServedByResDHWSys | integer | none |  |  |  | CondRequired | No
| ResidentialDWHRSystemFeedHeater | ResDWHRSysFeedHeater | boolean | none |  |  |  | Optional |  | 6 | 6
| ResidentialDWHRSystemReference | ResDWHRSysRef | reference | none |  | ResidentialDrainWaterHeatRecoverySystemNR |  | Optional |  |  |  | 6 | 6
| ResidentialDWHRSystemShowers | ResDWHRSysShowers | integer | none |  |  |  | Optional |  | 6 | 6
| ResidentialDWHRSystemTakeCold | ResDWHRSysTakeCold | boolean | none |  |  |  | Optional |  | 6 | 6
| TotalBathsServed | TotBathsServed | integer | none |  |  |  | Defaulted
| TotalShowersServed | TotShowersServed | integer | none |  |  |  | Defaulted
ResidentialWaterHeater
| AmbientCondition | AmbCond | enumerated list | none | Conditioned |  |  | CondRequired
Unconditioned
| CompressorZone | CprsrZn | enumerated list | none | Conditioned |  |  | CondRequired | No
Outside or in Exterior Closet
Unconditioned
| Count | Cnt | integer | none |  |  |  | Required | [8 empty] | The number of RecirculationWaterHeaters
| ElectricMiniTank | ElecMiniTank | boolean | none |  |  |  | Optional | [5 empty] | Yes | No
| ElectricMiniTankPower | ElecMiniTankPwr | decimal | W |  |  |  | Optional
| ElementType | ElementType | enumerated list | none | Electric Resistance |  |  | Required
Gas
Heat Pump
| EnergyFactor | EF | decimal | none |  |  |  | CondRequired
| FirstHourRating | FirstHrRating | decimal | gal |  |  |  | CondRequired | No
| FlowRate | FlowRt | decimal | gal per min |  |  |  | CondRequired | No
| HeatPumpWaterHeaterBrand | HPWHBrand | enumerated list | none | A. O. Smith |  |  | CondRequired | No
American
Bradford White
EcoSense
GE
Kenmore
Lochinvar
Reliance
Rheem
Richmond
Ruud
Sanden
State
Stiebel Eltron
US Craftmaster
Whirlpool
| HeatPumpWaterHeaterModel | HPWHModel | enumerated list | none | 10 50 DHPHT 120 (50 gal) |  |  | CondRequired
10 50 DHPHTNE 120 (50 gal)
10 66 DHPHT 120 (66 gal)
10 66 DHPHTN 120 (66 gal)
10 80 DHPHT 120 (80 gal)
10 80 DHPHTNE 120 (80 gal)
10E50-HP4D (50 gal)
10E65-HP4D (65 gal)
10E80-HP4D (80 gal)
12E50-HP (50 gal)
12E80-HP (80 gal)
153.32116 (60 gal)
153.32118 (80 gal)
153.5925 (50 gal)
153.5926 (60 gal)
153.5928 (80 gal)
6 50 DHPHT 120 (50 gal)
6 66 DHPHT 120 (66 gal)
6 80 DHPHT 120 (80 gal)
6 80 DHPT 102 (80 gal)
Accelera 220 E (58 gal)
Accelera 300/WHP 300 (80 gal)
BEH50DCEJSB (50 gal)
BEH80DCEJSB (80 gal)
EP6 80 DHPT 102 (80 gal)
EPX 60 DHPT (60 gal)
EPX 80 DHPT (80 gal)
FPTU 50 120 (50 gal)
FPTU 66 120 (66 gal)
FPTU 80 120 (80 gal)
GEH50DEEJSC (50 gal)
GEH50DEEJXXX (50 gal)
GEH50DFEJSR (50 gal)
GEH50DHEKSC (50 gal)
GEH80DEEJSC (80 gal)
GEH80DFEJSR (80 gal)
GEH80DHEKSC (80 gal)
GS3-45HPA-US & GAUS-1315EQTD (83 gal)
GS3-45HPA-US & GAUS-160QTA (43 gal)
GS3-45HPA-US & SAN-43SSAQA (43 gal)
GS3-45HPA-US & SAN-83SSAQA (83 gal)
GUS-45HPA-US & GAUS-1315EQTD (83 gal)
GUS-45HPA-US & SAN-83SSAQA (83 gal)
HB50ES (50 gal)
HB50RH (50 gal)
HB50RM (50 gal)
HB50RU (50 gal)
HP10-50H45DV (50 gal)
HP10-80H45DV (80 gal)
HP6 50 DHPT 120 (50 gal)
HP6 66 DHPT 120 (66 gal)
HP6 80 DHPT 120 (80 gal)
HPA051KD 120 (50 gal)
HPA052KD 120 (50 gal)
HPA067KD 120 (66 gal)
HPA068KD 120 (66 gal)
HPA081KD 120 (80 gal)
HPA082KD 120 (80 gal)
HPE10260H045DV (60 gal)
HPE10280H045DV (80 gal)
HPE2F80HD045VU 102 (80 gal)
HPE2K60HD045V (60 gal)
HPE2K80HD045V (80 gal)
HPE6280H045DV 102 (80 gal)
HPHE10250H045DV 102 (50 gal)
HPHE10250H045DVN 102 (50 gal)
HPHE2F50HD045VU 120 (50 gal)
HPHE2F66HD045VU 120 (66 gal)
HPHE2F80HD045VU 120 (80 gal)
HPHE2K50HD045V 120 (50 gal)
HPHE2K50HD045VC 120 (50 gal)
HPHE2K50HD045VN 120 (50 gal)
HPHE2K50HD045VUN 120 (50 gal)
HPHE2K66HD045V 120 (66 gal)
HPHE2K66HD045VC 120 (66 gal)
HPHE2K66HD045VUN 120 (66 gal)
HPHE2K80HD045V 120 (80 gal)
HPHE2K80HD045VC 120 (80 gal)
HPHE2K80HD045VUN 120 (80 gal)
HPHE6250H045DV (50 gal)
HPSE2K50HD045V 100 (WP) (50 gal)
HPSE2K50HD045VC 100 (WP) (50 gal)
HPSE2K80HD045V (80 gal)
HPSE2K80HD045VC (80 gal)
HPTU 50 120 (50 gal)
HPTU 50N 120 (50 gal)
HPTU 66 120 (66 gal)
HPTU 66N 120 (66 gal)
HPTU 80 120 (80 gal)
HPTU 80N 120 (80 gal)
HPX 50 DHPT 120 (50 gal)
HPX 50 DHPTNE 120 (50 gal)
HPX 66 DHPT 120 (66 gal)
HPX 66 DHPTNE 120 (66 gal)
HPX 80 DHPT 120 (80 gal)
HPX 80 DHPTNE 120 (80 gal)
PHPT 60 (60 gal)
PHPT 80 (80 gal)
PROPH50 T2 RH245 (50 gal)
PROPH50 T2 RH350 D (50 gal)
PROPH50 T2 RH350 DC (50 gal)
PROPH50 T2 RH350 DCB (50 gal)
PROPH65 T2 RH350 D (65 gal)
PROPH65 T2 RH350 D15 (65 gal)
PROPH65 T2 RH350 DC (65 gal)
PROPH65 T2 RH350 DCB (65 gal)
PROPH80 T2 RH245 (80 gal)
PROPH80 T2 RH350 D (80 gal)
PROPH80 T2 RH350 D15 (80 gal)
PROPH80 T2 RH350 DC (80 gal)
PROPH80 T2 RH350 DCB (80gal)
PROUH50 T2 RU245 (50 gal)
PROUH50 T2 RU350 D (50 gal)
PROUH50 T2 RU350 D15 (50 gal)
PROUH50 T2 RU350 DCB (50 gal)
PROUH65 T2 RU350 D (65 gal)
PROUH65 T2 RU350 D15 (65 gal)
PROUH65 T2 RU350 DCB (65 gal)
PROUH80 T2 RU245 (80 gal)
PROUH80 T2 RU350 D (80 gal)
PROUH80 T2 RU350 D15 (80 gal)
PROUH80 T2 RU350 DCB (80 gal)
RE2H50R10B-1NCWT (50 gal)
RE2H80R10B-1NCWT (80 gal)
XE50T10HD22U0 (50 gal)
XE50T10HD50U0 (50 gal)
XE50T10HD50U1 (50 gal)
XE50T12EH45U0 (50 gal)
XE50T12EH45U0W (50 gal)
XE65T10HD22U0 (65 gal)
XE65T10HD50U0 (65 gal)
XE65T10HD50U1 (65 gal)
XE80T10HD22U0 (80 gal)
XE80T10HD50U0 (80 gal)
XE80T10HD50U1 (80 gal)
XE80T12EH45U0 (80 gal)
XE80T12EH45U0W (80 gal)
| HeatPumpWaterHeaterNEEARated | HtPumpWtrHtrNEEARtd | boolean | none |  |  |  | Optional | [5 empty] | Yes | No
| InputRating | InpRating | integer | Btu per h |  |  |  | Required
| InputRatingElectric | InpRatingElec | integer | W |  |  |  | CondRequired
| IsUniformEnergyFactorRated | IsUEFRtd | boolean | none |  |  |  | Optional | No |  |  |  |  | Yes | No |  |  | CBECC-Com 2016 Input data model
| Name | Name | string | none |  |  |  | Required | [8 empty] | A text string that uniquely defines the HVAC object, and is returned when the object is referenced.
| RecoveryEfficiency | RE | decimal | none |  |  |  | CondRequired |  |  |  | 0 | 1
| StandbyLossFraction | StdbyLossFrac | decimal | none |  |  |  | Optional
| Status | Status | enumerated list | none | Existing |  |  | Required | [7 empty] | Compliance Use is Defaulted for TerminalUnit; Required for Chiller, Boiler, HeatRejection, WaterHeater, Pump, and RecirculationWaterHeater | Defines if equipment is new, existing or modified. Existing equipment may be moved and reinstalled in the project. If so, mandatory efficiency ratings may not apply.
New
| TankCategory | TankCat | enumerated list | none | Boiler |  |  | Optional
Commercial Instantaneous (TE)
Commercial Storage (TE & SBL)
Indirect
Instantaneous
Storage
| TankExteriorInsulationRValue | TankExtInsR | decimal | h ft2 F per Btu |  |  |  | Optional
| TankInteriorInsulationRValue | TankIntInsR | decimal | h ft2 F per Btu |  |  |  | Optional
| TankVolume | TankVol | decimal | gal |  |  |  | CondRequired
| TankZone | TankZn | enumerated list | none | Conditioned |  |  | Optional | [9 empty] | PLB docs, CF1R-PRF
Outside or in Exterior Closet
Unconditioned
| ThermalEfficiency | ThrmlEff | decimal | none |  |  |  | CondRequired
| UniformEnergyFactor | UEF | decimal | none |  |  |  | CondRequired | No | [8 empty] | NRCC-PLB-E
TerminalUnit
| Count | Cnt | integer | none |  |  |  | Defaulted
| HeatingAirFlowMaximum | HtgAirFlowMax | decimal | ft3 per min |  |  |  | CondRequired
| InducedAirZoneReference | InducedAirZnRef | reference | none |  | ThermalZone |  | CondRequired | [8 empty] | The Name of ThermalZone that air is induced from
| InductionRatio | InductionRat | decimal | none |  |  |  | Defaulted | [8 empty] | The fraction of induced air, divided by AirFlowPrimary
| Name | Name | string | none |  |  |  | Required | [8 empty] | A text string that uniquely defines the HVAC object, and is returned when the object is referenced.
| ParallelBoxFanFlowFraction | ParallelBoxFanFlowFrac | decimal | none |  |  |  | Defaulted
| PrimaryAirFlowMaximum | PriAirFlowMax | decimal | ft3 per min |  |  |  | Required
| PrimaryAirFlowMinimum | PriAirFlowMin | decimal | ft3 per min |  |  |  | CondRequired
| PrimaryAirSegmentReference | PriAirSegRef | reference | none |  | AirSegment |  | Required | [8 empty] | Name of primary AirFlowSegment, or cooling AirFlowSegment for DualDuct systems
| ReheatControlMethod | ReheatCtrlMthd | enumerated list | none | DualMaximum |  |  | Defaulted | [8 empty] | The air/temperature control strategy for VAV systems with reheat boxes during heating mode.
SingleMaximum
| Status | Status | enumerated list | none | Existing |  |  | Defaulted | [7 empty] | Compliance Use is Defaulted for TerminalUnit; Required for Chiller, Boiler, HeatRejection, WaterHeater, Pump, and RecirculationWaterHeater | Defines if equipment is new, existing or modified. Existing equipment may be moved and reinstalled in the project. If so, mandatory efficiency ratings may not apply.
New
| TotalAirFlow | TotAirFlow | decimal | ft3 per min |  |  |  | Defaulted | No
| Type | Type | enumerated list | none | ParallelFanBox |  |  | Compulsory | [8 empty] | TerminalUnitType | 2013 NR ACM 5.6.2 Terminal Device Data
SeriesFanBox
Uncontrolled
VAVNoReheatBox
VAVReheatBox
| ZoneServedReference | ZnServedRef | reference | none |  | ThermalZone |  | Compulsory
ThermalEnergyStorage
| CapacityRated | CapRtd | decimal | Btu per h |  |  |  | Required | No
| ChargeFluidSegmentInReference | ChrgFluidSegInRef | reference |  |  | FluidSegment |  | Required | No
| ChargeFluidSegmentOutReference | ChrgFluidSegOutRef | reference |  |  | FluidSegment |  | Required | No
| DischargeFluidSegmentInReference | DischrgFluidSegInRef | reference |  |  | FluidSegment |  | Required | No
| DischargeFluidSegmentOutReference | DischrgFluidSegOutRef | reference |  |  | FluidSegment |  | Required | No
| DischargePriority | DischargePriority | enumerated list | none | Chiller |  |  | Required | No
Storage
| ModeScheduleReference | ModeSchRef | reference |  |  |  | ThermalEnergyStorageModeScheduleDay | Required | No
| StorageCapacity | StorCap | decimal | gal |  |  |  | Required | No
| StorageLocation | StorLctn | enumerated list | none | Indoor |  |  | Required | No
Outdoor
Underground
| StorageLocationSimulated | StorLctnSim | enumerated list | none | Outdoor |  |  | Required | No
Zone
| StorageZoneReference | StorageZoneReference | reference |  |  | ThermalZone |  | CondRequired | No
| TankHeight | TankHgt | decimal | ft |  |  |  | Required | No
| TankLengthToWidthRatio | TankLenToWdRat | decimal |  |  |  |  | CondRequired | No
| TankNodeCount | TankNodeCnt | enumerated list | none | 10 |  |  | Required | No
5
6
7
8
9
| TankRValue | TankR | decimal | h ft2 F per Btu |  |  |  | Required | No
| TankShape | TankShape | enumerated list | none | HorizontalCylinder |  |  | Required | No
Rectangular
VerticalCylinder
| Type | Type | enumerated list | none | ChilledWater |  |  | Required | No
ThermalZone
| CoolingDesignSupplyAirTemperature | ClgDsgnSupAirTemp | decimal | F |  |  |  | Defaulted
| CoolingDesignSupplyAirTemperatureDifference | ClgDsgnSupAirTempDiff | decimal | F |  |  |  | Defaulted
| DaylightingControlLightingFraction1 | DayltgCtrlLtgFrac1 | decimal | none |  |  |  | Optional | [8 empty] | Fraction of total zone lighitng controlled by the first DayltgCtrlRefPt | 2013 NR ACM: 5.4.5 Daylighting Controls
| DaylightingControlLightingFraction2 | DayltgCtrlLtgFrac2 | decimal | none |  |  |  | Optional | [8 empty] | Fraction of total zone lighitng controlled by the second DayltgCtrlRefPt | 2013 NR ACM: 5.4.5 Daylighting Controls
| DaylightingControlType | DayltgCtrlType | enumerated list | none | Continuous |  |  | Optional | [8 empty] | The type of control that is used to control the electric lighting in response to daylight available at the reference point. | 2013 NR ACM: 5.4.5 Daylighting Controls
ContinuousPlusOff
None
SteppedDimming
SteppedSwitching
| DaylightingMinimumDimmingLightFraction | DayltgMinDimLtgFrac | decimal | none |  |  |  | Optional | [8 empty] | Minimum light output of controlled lighting when fully dimmed. Minimum light fraction = (Minimum light output) / (Rated light output). | 2013 NR ACM: 5.4.5 Daylighting Controls
| DaylightingMinimumDimmingPowerFraction | DayltgMinDimPwrFrac | decimal | none |  |  |  | Optional | [8 empty] | The minimum power fraction when controlled lighting is fully dimmed. Minimum power fraction = (Minimum power) / (Full rated power). | 2013 NR ACM: 5.4.5 Daylighting Controls
| DaylightingNumberOfControlSteps | DayltgNumCtrlSteps | integer | none |  |  |  | Optional | [8 empty] | For ZnDayltgCtrlType = SteppedDimming or SteppedDimmingPlusOff, the number of equally spaced control steps | 2013 NR ACM: 5.4.5 Daylighting Controls
| Description | Desc | string | none |  |  |  | Optional | [8 empty] | This is a brief description of the object that summarizes its essential characteristics
| ExhaustSource | ExhSrc | enumerated list | none | BothVentilationAndTransfer |  |  | Defaulted | No
DirectOutsideAir
None
TransferFromAdjacentZones
VentilationSystem
| ExhaustSystemReference | ExhSysRef | reference | none |  | AirSystem; ZoneSystem |  | Optional
| HeatingDesignMaximumFlowFraction | HtgDsgnMaxFlowFrac | decimal | none |  |  |  | Defaulted
| HeatingDesignSupplyAirTemperature | HtgDsgnSupAirTemp | decimal | F |  |  |  | Defaulted
| HeatingDesignSupplyAirTemperatureDifference | HtgDsgnSupAirTempDiff | decimal | F |  |  |  | Defaulted
| HVACZoneCount | HVACZnCnt | integer | none |  |  |  | Defaulted
| Name | Name | string | none |  |  |  | Required | [8 empty] | A text string that uniquely defines the HVAC object, and is returned when the object is referenced.
| OperableWindowInterlock | OperableWinInterlock | boolean | none |  |  |  | CondRequired | [5 empty] | Yes | No
| OperableWindowsHaveInterlock | OperableWinHaveInterlock | boolean | none |  |  |  | CondRequired | [5 empty] | Yes | No
| PrimaryAirConditioningSystemPriority | PriAirCondgSysPriority | integer | none |  |  |  | Defaulted |  | 2 | 2
| PrimaryAirConditioningSystemReference | PrimAirCondgSysRef | reference | none |  | AirSystem; ZoneSystem |  | CondRequired |  |  | 2 | [5 empty] | Defines the primary HVAC system that provides heating or cooling to the space. The same system might also provide ventilation air to the space. In this case, the VentSysRef property should reference the same system name. Both AirSystem and ZoneSystem are valid object assignments for this property. However, if the ventilation and primary air conditioning systems are different, the ventilation system must be defined as an AirSystem, and the primary air conditioning system defined as a ZoneSystem/
| ReturnPlenumZoneReference | RetPlenumZnRef | reference | none |  | ThermalZone |  | Optional | [9 empty] | 2013 NR ACM: 2.3.2
| SizeForDedicatedOutdoorAirSystem | SizeForDOAS | boolean | none |  |  |  | Optional | No
| SizeForDedicatedOutdoorAirSystemControl | SizeForDOASCtrl | enumerated list | none | Cold |  |  | Optional | No
Neutral
NeutralDehumidifed
| SizeForDedicatedOutdoorAirSystemTemperatureHigh | SizeForDOASTempHi | decimal | F |  |  |  | Optional | No
| SizeForDedicatedOutdoorAirSystemTemperatureLow | SizeForDOASTempLow | decimal | F |  |  |  | Optional | No
| SupplyPlenumZoneReference | SupPlenumZnRef | reference | none |  | ThermalZone |  | Optional | [9 empty] | 2013 NR ACM: 2.3.2
| Type | Type | enumerated list | none | Conditioned |  |  | Defaulted | [8 empty] | Defines the type of conditioning in the thermal zone | 2013 NR ACM 5.3 Thermal Zones Thermal Zone type values are: directly conditioned, indirectly conditioned, unconditioned or plenum
Plenum
Unconditioned
| VentilationByPrimaryAirConditioningSystem | VentByPriAirCondgSys | boolean | none |  |  |  | Optional | No | 0 | 2
| VentilationControlMethod | VentCtrlMthd | enumerated list | none | CO2Sensors |  |  | Defaulted | [8 empty] | The method used to determine outside air ventilation needed for each hour in the simulation | 2013 NR ACM 5.6.5.4 Outdoor Air Ventilation Ventilation Control Method
Fixed
| VentilationSource | VentSrc | enumerated list | none | Forced |  |  | Required
Natural
None
| VentilationSpecificationMethod | VentSpecMthd | enumerated list | none | AirChangesPerHour |  |  | Defaulted
FlowPerArea
FlowPerPerson
FlowPerZone
Maximum
NoVentilation
Sum
| VentilationStandardDescription | VentStdDesc | string | none |  |  |  | CondRequired | No
| VentilationSystemPriority | VentSysPriority | integer | none |  |  |  | Defaulted
| VentilationSystemReference | VentSysRef | reference | none |  | AirSystem; ZoneSystem |  | CondRequired | [8 empty] | Defines the HVAC system that provides ventlation air to the space. The same system might also be the primary source of space heating/cooling. In this case, the PrimAirCondgSysRef property should reference the same system name. Both AirSystem and ZoneSystem are valid object assignments for this property. However, if the ventilation and primary air conditioning systems are different, the ventilation system must be defined as the only AirSystem serving the zone.
| ZoneSystemVentilationConnectionType | ZnSysVentConnectionType | enumerated list | none | Inlet |  |  | Optional | No
VariableRefrigerantFlowSystem
| CombinationRatio | CombRat | decimal | none |  |  |  | Defaulted | No
| CompressorCrankcaseHeatCapacity | CprsrCrankcaseHtrCap | decimal | W |  |  |  | Defaulted | No
| CompressorQuantity | CprsrQty | integer | none |  |  |  | Defaulted | No
| ControlPriority | CtrlPriority | enumerated list | none | LoadPriority |  |  | Defaulted | No
MasterThermostatPriority
| ControlZoneReference | CtrlZnRef | reference | none |  | ThermalZone |  | CondRequired | [7 empty] | Required if CtrlPriority = MasterThermostatPriority, otherwise Optional
| CoolingCapacityNetRated | ClgCapNetRtd | decimal | Btu per h |  |  |  | Required
| CoolingPipeLoss_fHeightCoefficient | ClgPipeLoss_fPipeHgtCoeff | decimal |  |  |  |  | Defaulted | No
| COP | COP | decimal | none |  |  |  | Required | [8 empty] | ratio of useful heating or cooling provided to work required | CF1R-PRF
| CrankcaseControlTemperature | CrankcaseCtrlTemp | decimal | F |  |  |  | Defaulted
| DefrostControlTemperature | DefrostCtrlTemp | decimal | F |  |  |  | Defaulted
| DefrostHeatSource | DefHtSrc | enumerated list | none | Electric |  |  | Defaulted | No
HotGas
| Description | Desc | string | none |  |  |  | Optional | No
| EER | EER | decimal | Btu per W h |  |  |  | Required | [9 empty] | CF1R-PRF
| EquivalentPipeLength | EquivalentPipeLen | decimal | ft |  |  |  | Defaulted | No |  |  | 10
| HeatingCapacityNetRated | HtgCapNetRtd | decimal | Btu per h |  |  |  | Required
| HeatingPipeLoss_fHeightCoefficient | HtgPipeLoss_fPipeHgtCoeff | decimal |  |  |  |  | Defaulted | No
| HeatRecovery | HtRcvry | boolean | none |  |  |  | Defaulted | [5 empty] | Yes | No
| IndoorTypeRated | IndoorTypeRtd | enumerated list | none | Ducted |  |  | Defaulted | No
NonDucted
| MaximumDeltaHeight | MaxDeltaHgt | decimal | ft |  |  |  | Defaulted | No
| PartLoadRatioMinimum | PLRMin | decimal | none |  |  |  | Defaulted
| Status | Status | enumerated list | none | Altered |  |  | Defaulted | [7 empty] | Compliance Use is Defaulted for AirSystem and ZoneSystem; Required for FluidSystem and RecirculationDHWSystem | Defines if equipment is new, existing or modified. Existing equipment may be moved and reinstalled in the project. If so, mandatory efficiency ratings may not apply.
Existing
New
WaterHeater
| CapacityRated | CapRtd | decimal | Btu per h |  |  |  | CondRequired | [9 empty] | NRCC-PLB-E
| CompressorLocation | CprsrLoc | integer | none |  |  |  | CondRequired | No
| CompressorZoneReference | CprsrZnRef | reference | none |  | ThermalZone |  | CondRequired | No
| Count | Cnt | integer | none |  |  |  | Defaulted | [8 empty] | The number of WaterHeaters in the water heating system that are identical. Because all the features are the same in each unit, the Count can be used as a multiplier for calculating values like capacity of all the units
| DraftFanPower | DraftFanPwr | decimal | W |  |  |  | CondRequired
| ElectricalIgnition | ElecIgnit | boolean | none |  |  |  | Optional | [5 empty] | Yes | No
| EnergyFactor | EF | decimal | none |  |  |  | CondRequired
| FirstHourRating | FirstHrRating | decimal | gal |  |  |  | CondRequired | No
| FlowRate | FlowRt | decimal | gal per min |  |  |  | CondRequired | No
| FluidSegmentMakeupReference | FluidSegMakeupRef | reference | none |  | FluidSegment |  | Required
| FluidSegmentOutReference | FluidSegOutRef | reference | none |  | FluidSegment |  | Required | No | [7 empty] | The name of the fluid segment that takes fluid out of HVAC equipment
| FuelSource | FuelSrc | enumerated list | none | Electricity |  |  | Required | [9 empty] | CF1R-NCB/ALT/ADD-01
Gas
| InputPower | InpPwr | decimal | kW |  |  |  | CondRequired | No
| MinimumCapacity | MinCap | decimal | Btu per h |  |  |  | Defaulted
| Name | Name | string | none |  |  |  | Required | [8 empty] | A text string that uniquely defines the HVAC object, and is returned when the object is referenced.
| RecoveryEfficiency | RE | decimal | none |  |  |  | CondRequired |  |  |  | 0 | 1
| StandbyLossFraction | StdbyLossFrac | decimal | none | [13 empty] | The tank standby loss fraction for storage tanks.
| Status | Status | enumerated list | none | Existing |  |  | Required | [7 empty] | Compliance Use is Defaulted for TerminalUnit; Required for Chiller, Boiler, HeatRejection, WaterHeater, Pump, and RecirculationWaterHeater | Defines if equipment is new, existing or modified. Existing equipment may be moved and reinstalled in the project. If so, mandatory efficiency ratings may not apply.
New
| StorageCapacity | StorCap | decimal | gal |  |  |  | Required
| StorageLocation | StorLoc | integer | none |  |  |  | CondRequired | No
| StorageZoneReference | StorZnRef | reference | none |  | ThermalZone |  | CondRequired | No
| TankHeightSimulated | TankHgtSim | decimal | ft |  |  |  | CondRequired | No
| ThermalEfficiency | ThrmlEff | decimal | none |  |  |  | CondRequired
| Type | Type | enumerated list | none | Conventional |  |  | Defaulted
HeatPumpPackaged
HeatPumpSplit
| UniformEnergyFactor | UEF | decimal | none |  |  |  | CondRequired | No | [8 empty] | NRCC-PLB-E
ZoneSystem
| AuxiliaryPowerOff | AuxPwrOff | decimal | W |  |  |  | Defaulted | No
| AuxiliaryPowerOn | AuxPwrOn | decimal | W |  |  |  | Defaulted | No
| BiosafetyCabinetDesignPressureDrop | BiosftyCabExhDsgnPD | decimal | in water column |  |  |  | Defaulted | No
| BiosafetyCabinetDeviceFlow | BiosftyCabExhDevFlow | decimal | ft3 per min |  |  |  | Defaulted | No
| BiosafetyCabinetFlag | BiosftyCabExhFlag | boolean | none |  |  |  | Defaulted | No
| CoolingDesignSupplyAirTemperature | ClgDsgnSupAirTemp | decimal | F |  |  |  | Defaulted | [8 empty] | The design cooling temperature of leaving air ( LAT) at rated coil capacity. If no other control is specified, this is also is cold deck temp | 2013 NR ACM 5.7.2.2 Cooling Control
| Count | Cnt | integer | none |  |  |  | Defaulted | [8 empty] | The number of duplicate HVAC systems represented by the modeled system. | 2013 NR ACM sections 2.3.1 and 5.3
| Description | Desc | string | none |  |  |  | Optional | [8 empty] | This is a brief description of the object that summarizes its essential characteristics
| DuctInsulation | DuctIns | decimal | h ft2 F per Btu |  |  |  | Optional
| DuctLocation | DuctLctn | enumerated list | none | Conditioned |  |  | Required
Ductless
Other
Unconditioned
| DuctStatus | DuctStatus | integer | none |  |  |  | Defaulted | No
| ExhaustControlMethod | ExhCtrlMthd | enumerated list | none | COControl |  |  | Defaulted
ConstantFlowConstantSpeedFan
NoCOControl
VariableFlowConstantSpeedFan
VariableFlowVariableSpeedFan
| ExhaustFiltersDesignPressureDrop | ExhFiltersDsgnPD | decimal | in water column |  |  |  | Defaulted | No
| ExhaustFiltersDeviceFlow | ExhFiltersDevFlow | decimal | ft3 per min |  |  |  | Defaulted | No
| ExhaustFiltersFlag | ExhFiltersFlag | boolean | none |  |  |  | Defaulted | No
| ExhaustOperationMode | ExhOperMode | enumerated list | none | CoupledToSystem |  |  | Defaulted
DecoupledFromSystem
| ExhaustSystemType | ExhSysType | enumerated list | none | CommercialKitchen |  |  | Defaulted
ExhaustOnly
General
HeatRecovery
Laboratory
ParkingGarage
SupplyOnly
| FanControl | FanCtrl | enumerated list | none | Continuous |  |  | Defaulted
Cycling
| FullyDuctedExhaustDeviceFlow | FullyDuctedExhDevFlow | decimal | ft3 per min |  |  |  | Defaulted | No
| FullyDuctedExhaustFlag | FullyDuctedExhFlag | boolean | none |  |  |  | Defaulted | No
| GasPhaseAirCleanersDesignPressureDrop | GasPhaseAirCleanersDsgnPD | decimal | in water column |  |  |  | Defaulted | No
| GasPhaseAirCleanersDeviceFlow | GasPhaseAirCleanersDevFlow | decimal | ft3 per min |  |  |  | Defaulted | No
| GasPhaseAirCleanersFlag | GasPhaseAirCleanersFlag | boolean | none |  |  |  | Defaulted | No
| HeatingDesignSupplyAirTemperature | HtgDsgnSupAirTemp | decimal | F |  |  |  | Defaulted | [8 empty] | The design heating temperature of leaving air ( LAT) at rated coil capacity. If no other control is specified, this is also hot deck temp | 2013 NR ACM 5.7.2.3 Heating Control;
| HeatingToCoolingSizingRatio | HeatingToCoolingSizingRatio | decimal | none |  |  |  | Optional | No
| HVACAutoSizing | HVACAutoSizing | boolean | none |  |  |  | Optional | [5 empty] | Yes | No
| IndoorType | IndoorType | enumerated list | none | Ducted |  |  | Defaulted | No
NonDucted
| IsComplexSystem | IsComplexSystem | boolean | none |  |  |  | Defaulted | [5 empty] | Yes | No
| LaboratoryExhaustHasAnemometerControl | LabExhHasAnemometerCtrl | boolean | none |  |  |  | Optional | No
| LaboratoryExhaustHasContaminantControl | LabExhHasContaminantCtrl | boolean | none |  |  |  | Optional | No
| MERVGreaterThanOrEqualTo16DesignPressureDrop | MERVGTE16DsgnPD | decimal | in water column |  |  |  | Defaulted | No
| MERVGreaterThanOrEqualTo16DeviceFlow | MERVGTE16DevFlow | decimal | ft3 per min |  |  |  | Defaulted | No
| MERVGreaterThanOrEqualTo16Flag | MERVGTE16Flag | boolean | none |  |  |  | Defaulted | No
| Name | Name | string | none |  |  |  | Required | [8 empty] | A text string that uniquely defines the HVAC object, and is returned when the object is referenced.
| RatedFlowCapacity | RtdFlowCap | decimal | ft3 per min |  |  |  | Defaulted | No
| RatedHeatRecoveryEffectiveness | RtdHtRcvryEff | decimal | none |  |  |  | Defaulted | No
| RatedPower | RtdPwr | decimal | W |  |  |  | Defaulted | No
| Status | Status | enumerated list | none | Existing |  |  | Defaulted | [7 empty] | Compliance Use is Defaulted for TerminalUnit; Required for Chiller, Boiler, HeatRejection, WaterHeater, Pump, and RecirculationWaterHeater | Defines if equipment is new, existing or modified. Existing equipment may be moved and reinstalled in the project. If so, mandatory efficiency ratings may not apply.
New
| SubType | SubType | enumerated list | none | Floor |  |  | Defaulted | [8 empty] | Air System equipment subtype | 2013 NR ACM
Other
Room
SinglePackaged1Phase
SinglePackaged3Phase
Split1Phase
Split3Phase
Wall
| Type | Type | enumerated list | none | Exhaust |  |  | Compulsory | [8 empty] | ZoneSystemType | 2013 NR ACM: 5.7 HVAC Secondary Systems; Tables 15 and N2-16 to N2-23
FPFC
Furnace
MiniSplitAC
MiniSplitHP
PTAC
PTHP
PassiveBeam
SZAC
SZHP
VRF
VentilationOnly
WSHP
| VariableRefrigerantFlowSystemReference | VRFSysRef | reference | none |  | VariableRefrigerantFlowSystem |  | CondRequired | No

## HvacProperties
CBECC NR Term | CBECC NR Term Short Form | DataType | Units | HvacEnumerations | Referenced Objects | Referenced Building Objects | Compliance Use | CBECC NR Array | XSD ELEMATTRIB minOccurs | XSD ELEMATTRIB maxOccurs | XSD RESTRICT minInclusive | XSD RESTRICT maxInclusive | Display Term True | Display Term False | Calculations And Rules CBECC NR | Definition
AFUE | AFUE | decimal | none |  |  |  | CondRequired | [8 empty] | The full load efficiency of a boiler or furnace at AFUE rated conditions
AggregatedHotWaterHeatingRate | AggHotWtrHtgRt | decimal | none |  |  |  | Required
AggregatedHotWaterHeatingScheduleReference | AggHotWtrHtgSchRef | reference | none |  |  | Sch | Required | [8 empty] | The Aggregation of a fractional schedule reflecting the time pattern of water heating use. This input modifies the hot water heating rate.
AirFlowCapacity | AirFlowCap | decimal | ft3 per min |  |  |  | Required
AirSegmentReturnReference | AirSegRetRef | reference | none |  | AirSeg |  | Optional
AirSegmentSupplyReference | AirSegSupRef | reference | none |  | AirSeg |  | Required
AmbientCondition | AmbCond | enumerated list | none | Conditioned; Unconditioned |  |  | CondRequired
AngleFromTrueNorth | AngleFromTrueNorth | decimal | deg arc |  |  |  | Optional
AnnualSolarFraction | AnnualSolFrac | decimal | none |  |  |  | Optional
AnnualSolarFraction | AnnualSolFrac | decimal | none |  |  |  | CondRequired
Area | Area | integer | ft2 |  |  |  |  | No
ArrayType | ArrayType | enumerated list | none | Fixed (open rack); Fixed (roof mount) |  |  | Defaulted | No
AuxiliaryPower | AuxPwr | decimal | W |  |  |  | Optional
AuxiliaryPower | AuxPwr | decimal | W |  |  |  | Defaulted
AuxiliaryPower | AuxPwr | decimal | W |  |  |  | Defaulted
AuxiliaryPowerOff | AuxPwrOff | decimal | W |  |  |  | Defaulted | No
AuxiliaryPowerOn | AuxPwrOn | decimal | W |  |  |  | Defaulted | No
AuxilliaryPower | AuxPwr | decimal | W |  |  |  | Optional
AvailabiltyScheduleReference | AvailSchRef | reference | none |  |  | Sch | Defaulted
BaselineResidentialWaterHeaterReference | BaseResWtrHtrRef | reference | none |  | ResWtrHtr |  | Optional
BF_fAirFlowCurveReference | BF_fAirFlowCrvRef | reference | none |  |  |  | NotInput | [8 empty] | The bypass factor airflow curve is normally a quadratic curve
BF_fPLRCurveReference | BF_fPLRCrvRef | reference | none |  |  |  | NotInput | [8 empty] | The bypass factor PLR curve is normally a linear curve
BF_fTemperatureCurveReference | BF_fTempCrvRef | reference | none |  |  |  | NotInput | [8 empty] | The bypass factor temperature curve is normally a double quadratic curve
BFDesign | BFDsgn | decimal | none |  |  |  | NotInput | [8 empty] | The default design value assigned to the ratio of air that bypasses the cooling coil at design conditions to the total system airflow.
BFRated | BFRtd | decimal | none |  |  |  | NotInput | [8 empty] | The rated coil bypass factor at ARI conditions and is used to calculate the adjusted coil bypass factor value
BiosafetyCabinetDesignPressureDrop | BiosftyCabExhDsgnPD | decimal | in water column |  |  |  | Defaulted | No
BiosafetyCabinetDeviceFlow | BiosftyCabExhDevFlow | decimal | ft3 per min |  |  |  | Defaulted | No
BiosafetyCabinetFlag | BiosftyCabExhFlag | boolean | none |  |  |  | Defaulted | No
Brand | Brand | string | none |  |  |  |  | No
BypassMinimumEfficiencyCheck | BypassMinEffCheck | boolean | none |  |  |  | Defaulted | [5 empty] | Yes | No
CapacityRated | CapRtd | decimal | Btu per h |  |  |  | Required | [8 empty] | The rated measure of energy ouput of Boilers.
CapacityRated | CapRtd | decimal | Btu per h |  |  |  | Required | [8 empty] | Cooling capacity of chiller equipment at prescribed rating conditions.
CapacityRated | CapRtd | decimal | Btu per h |  |  |  | Required | [8 empty] | The rated cooling capacity at CTI test conditions.
CapacityRated | CapRtd | decimal | Btu per h |  |  |  | CondRequired
CapacityRated | CapRtd | decimal | Btu per h |  |  |  | Required
CapacityRated | CapRtd | decimal | Btu per h |  |  |  | Required | No
CapacitySensibleAdjusted | CapSensAdj | decimal | Btu per h |  |  |  | NotInput | [8 empty] | Adjusts the CoilCapSensibleRated for supply fan heat
CapacityTotalGrossRated | CapTotGrossRtd | decimal | Btu per h |  |  |  | CondRequired | [8 empty] | The total cooling capacity of a coil at rated conditions
CapacityTotalGrossRated | CapTotGrossRtd | decimal | Btu per h |  |  |  | CondRequired | [8 empty] | The cooling or heating capacity of HVAC equipment at prescribed rating conditions.
CapacityTotalNetRated | CapTotNetRtd | decimal | Btu per h |  |  |  | CondRequired | [8 empty] | The total cooling capacity of a coil at design conditions
CapacityTotalNetRated | CapTotNetRtd | decimal | Btu per h |  |  |  | CondRequired
CapacityTotalRatedStageFraction | CapTotRtdStageFrac | decimal | none |  |  |  | Defaulted | Yes | 0 | 2 | 0 | 1 |  |  |  | Total cooling capacity of each cooling stage, at ARI rated conditions. The capacity is expressed as an array, with each entry a fraction of the total rated cooling capacity for the unit.
CellCount | CellCnt | decimal | none |  |  |  | Defaulted | [8 empty] | The number of cells in the cooling tower. Each cell has its own fan, water flow allowing for responding to lower load conditions
CentralSystem | CentralSys | boolean | none |  |  |  | Optional | [5 empty] | Yes | No
CentralSystem | CentralSys | boolean | none |  |  |  | Optional | [5 empty] | Yes | No
CentrifugalType | CentType | enumerated list | none | AirFoil; BackwardInclined; ForwardCurved |  |  | Defaulted | [8 empty] | Defines the mechanism of a centrifugal fan
ChargeFluidSegmentInReference | ChrgFluidSegInRef | reference |  |  | FluidSeg |  | Required | No
ChargeFluidSegmentOutReference | ChrgFluidSegOutRef | reference |  |  | FluidSeg |  | Required | No
ChargingEfficiency | ChrgEff | decimal | none |  |  |  | Defaulted | No
ChilledWaterEnteringTemperatureDesign | CHWEntTempDsgn | decimal | F |  |  |  | Required
ChilledWaterFluidSegmentInReference | CHWFluidSegInRef | reference | none |  | FluidSeg |  | CondRequired
ChilledWaterFluidSegmentOutReference | CHWFluidSegOutRef | reference | none |  | FluidSeg |  | CondRequired
ChilledWaterLeavingTemperatureDesign | CHWLvgTempDsgn | decimal | F |  |  |  | Required
Classification | Class | enumerated list | none | Axial; Centrifugal |  |  | Defaulted | [8 empty] | The classification of the fan design.
CoilCoolingCapacity | CoilClgCap | decimal | Btu per h |  |  |  | Defaulted
CoilCoolingReference | CoilClgRef | reference | none |  | AirSys
CoilHeadDesign | CoilHdDsgn | decimal | ft H2O |  |  |  | Defaulted
CoilHeatingCapacity | CoilHtgCap | decimal | Btu per h |  |  |  | Defaulted
CoilHeatingReference | CoilHtgRef | reference | none |  | AirSys
CollectorType | CollectorType | string | none |  |  |  |  | No
CombinationRatio | CombRat | decimal | none |  |  |  | Defaulted | No
CombustionEfficiency |  | decimal | none |  |  |  |  | No | [7 empty] | The measure of how much energy is extracted from the fuel and is the ratio of heat transferred to the combustion air divided by the heat input of the fuel.
CompactDistribution | CompactDist | enumerated list | none | Basic Credit; Expanded Credit (HERS req'd); not compact |  |  |  | No
CompressorCrankcaseHeatCapacity | CprsrCrankcaseHtrCap | decimal | W |  |  |  | Defaulted | No
CompressorLocation | CprsrLoc | integer | none |  |  |  | CondRequired | No
CompressorQuantity | CprsrQty | integer | none |  |  |  | Defaulted | No
CompressorZone | CprsrZn | enumerated list | none | Conditioned; Outside or in Exterior Closet; Unconditioned |  |  | CondRequired | No
CompressorZoneReference | CprsrZnRef | reference | none |  | ThrmlZn |  | CondRequired | No
CondenserEvapCooledPower | CdnsrEvapCooledPwr | decimal | W |  |  |  | Required | [8 empty] | The power of the evaporative precooling unit. This includes any pump(s) and/or fans that are part of the precooling unit.
CondenserEvapCooledTemperatureMaximum | CdnsrEvapCooledTempMax | decimal | F |  |  |  | Required | [8 empty] | The threshold outside air dry-bulb temperature below which evaporative condenser operates.
CondenserEvapCooledTemperatureMinimum | CdnsrEvapCooledTempMin | decimal | F |  |  |  | Required | [8 empty] | The threshold outside air dry-bulb temperature above which evaporative condenser operates.
CondenserFluidSegmentInReference | CndsrInRef | reference | none |  | FluidSeg |  | CondRequired
CondenserFluidSegmentOutReference | CndsrOutRef | reference | none |  | FluidSeg |  | CondRequired
CondenserNominalCoolingCapacity | CndsrNominalClgCap | decimal | cooling ton (12,000 Btu per h)
CondenserPowerRated | CndsrPwrRtd | decimal | kW |  |  |  | Optional | [8 empty] | The energy usage of the condenser fan(s) at design conditions on an air-cooled chiller. This unit should only be used for chillers composed of separate evaporator and condenser sections where the fan energy is not part of the chiller COP.
CondenserTemperatureFactor | CndsrTempFac | decimal | F |  |  |  | Optional | [8 empty] | The number of degrees F to add to the design wet bulb or dry bulb temperatures to calculate the condensing temperature of the refrigerant in condensers in a RefrigerationSystem.
CondenserTemperatureSaturated | CndsrTempSaturated | decimal | F |  |  |  | Optional | [8 empty] | The temperature at which the air cooling the condenser is saturated. This is evaluated in mandatory measures for condensers used in refrigeration equipment.
CondenserTemperatureSetpointMinimum | CndsrTempSetptMin | decimal | F |  |  |  | Optional | [8 empty] | Minimum condensing temperature setpoint for Condensers in refrigerated warehouses, and used to control the speed of all condenser fans
CondenserTotalHeatOfRejection | CndsrTotHtOfRej | decimal | Btu per h |  |  |  | Optional | [8 empty] | A measure of the capacity of a refrigeration condenser in Btu per hour. Often expressed in MBH or 1000 BTU per hour, the total heat of rejection is used to calculate mandatory minimum efficiency of some types of fan-powered condensers used in refrigeration systems
CondenserType | CndsrType | enumerated list | none | Air; WaterSource |  |  | Defaulted | [8 empty] | Defines the type condenser used for a cooling or heating coil
CondenserType | CndsrType | enumerated list | none | Air; Fluid |  |  | Required | [8 empty] | Defines the type condenser used for a chiller
CondenserWaterEnteringTemperatureDesign | CWEntTempDsgn | decimal | F |  |  |  | Required
CondenserWaterFluidSegmentInReference | CWFluidSegInRef | reference | none |  | FluidSeg |  | Required
CondenserWaterFluidSegmentOutReference | CWFluidSegOutRef | reference | none |  | FluidSeg |  | Required
CondenserWaterLeavingTemperatureDesign | CWLvgTempDsgn | decimal | F |  |  |  | Required
Control | Ctrl | enumerated list | none | Advanced DR Control; Basic; Time of Use |  |  | Defaulted | No
ControlMethod | CtrlMthd | enumerated list | none | ConstantVolume; Dampers; InletVanes; TwoSpeed; VariablePitchBlades; VariableSpeedDrive |  |  | Required
ControlPriority | CtrlPriority | enumerated list | none | LoadPriority; MasterThermostatPriority |  |  | Defaulted | No
ControlSystemType | CtrlSysType | enumerated list | none | DDCToZone; Other |  |  | Defaulted | [8 empty] | The type of control system for multizone HVAC systems and their related equipment.This input affects the proposed design system specification for zone levelcontrols, supply air temperature reset controls, ventilation controls and fanand pump static pressure part-load curves.
ControlType | CtrlType | enumerated list | none | DDC; Other |  |  | Defaulted
ControlZoneReference | CtrlZnRef | reference | none |  | ThrmlZn |  | CondRequired
ControlZoneReference | CtrlZnRef | reference | none |  | ThrmlZn |  | CondRequired | [7 empty] | Required if CtrlPriority = MasterThermostatPriority, otherwise Optional
CoolingAvailabilityScheduleReference | ClgAvailSchRef | reference | none |  |  | Sch | Optional
CoolingAvailabilityScheduleReference | ClgAvailSchRef | reference | none |  |  | Sch | Optional
CoolingCapacityNetRated | ClgCapNetRtd | decimal | Btu per h |  |  |  | Required
CoolingControl | ClgCtrl | enumerated list | none | Fixed; FixedDualSetpoint; NoSATControl; OutsideAirReset; Scheduled; WarmestResetFlowFirst; WarmestResetTemperatureFirst |  |  | Defaulted | [8 empty] | Defines the cooling supply air temperature control method used for systems with cooling coils
CoolingDesignFlow | ClgDsgnFlow | decimal | none |  |  |  | Optional | [8 empty] | The design zone cooling air flow rate in cubic meters per second. If a thermal zone has cooling unmet load hours, the first step in addressing this issue is to increase the zone design air flow.
CoolingDesignSupplyAirTemperature | ClgDsgnSupAirTemp | decimal | F |  |  |  | Defaulted | [8 empty] | The design cooling temperature of leaving air ( LAT) at rated coil capacity. If no other control is specified, this is also is cold deck temp
CoolingDesignSupplyAirTemperature | ClgDsgnSupAirTemp | decimal | F |  |  |  | Defaulted
CoolingDesignSupplyAirTemperature | ClgDsgnSupAirTemp | decimal | F |  |  |  | Defaulted
CoolingDesignSupplyAirTemperatureDifference | ClgDsgnSupAirTempDiff | decimal | F |  |  |  | Defaulted
CoolingFixedSupplyAirTemperature | ClgFixedSupTemp | decimal | F |  |  |  | Defaulted
CoolingFlowSizingFactor | ClgFlowSizingFac | decimal | none |  |  |  | Optional | [8 empty] | This input is a zone level cooling sizing ratio. The zone design cooling air flow rates and loads will be multiplied by the number input in this field.
CoolingLatentEffectiveness100 | ClgLatEff100 | decimal |  |  |  |  | Defaulted
CoolingLatentEffectiveness75 | ClgLatEff75 | decimal |  |  |  |  | Defaulted
CoolingPipeLoss_fHeightCoefficient | ClgPipeLoss_fPipeHgtCoeff | decimal |  |  |  |  | Defaulted | No
CoolingSensibleEffectiveness100 | ClgSensEff100 | decimal |  |  |  |  | Defaulted
CoolingSensibleEffectiveness75 | ClgSensEff75 | decimal |  |  |  |  | Defaulted
CoolingSetPointScheduleReference | ClgSetptSchRef | reference | none |  |  | Sch | CondRequired
CoolingSupplyTemperature | ClgSupTemp | decimal | F |  |  |  | Optional | [8 empty] | The design cooling temperature of leaving air ( LAT) at rated coil capacity. If no other control is specified, this is also is cold deck temp
CoolingTotalEffectiveness100 | ClgTotEff100 | decimal |  |  |  |  | Defaulted
CoolingTotalEffectiveness75 | ClgTotEff75 | decimal |  |  |  |  | Defaulted
CoolResetOutdoorHigh | ClRstOutdrHi | decimal | F |  |  |  | Defaulted
CoolResetOutdoorLow | ClRstOutdrLow | decimal | F |  |  |  | Defaulted
CoolResetSupplyHigh | ClRstSupHi | decimal | F |  |  |  | Defaulted
CoolResetSupplyLow | ClRstSupLow | decimal | F |  |  |  | Defaulted
Coordinate | Coord | decimal | ft |  |  |  | Required | [8 empty] | The x, y or z distance measured from an origin.
COP | COP | decimal | none |  |  |  | Optional | [8 empty] | The efficiency of the refrigeration equipment expressed as the ARI rated coefficient of performance
COP | COP | decimal | none |  |  |  | CondRequired | [8 empty] | The efficiency of the chiller expressed as the ARI rated coefficient of performance
COP | COP | decimal | none |  |  |  | Required | [8 empty] | ratio of useful heating or cooling provided to work required
Count | Cnt | integer | none |  |  |  | Defaulted | [8 empty] | The number of WaterHeaters in the water heating system that are identical. Because all the features are the same in each unit, the Count can be used as a multiplier for calculating values like capacity of all the units
Count | Cnt | integer | none |  |  |  | Optional | [8 empty] | The number of identical HVAC equipment in the project. Because all the features are the same in each unit, the Count can be used as a multiplier for calculating values like capacity of all the units
Count | Cnt | integer | none |  |  |  | Defaulted
Count | Cnt | integer | none |  |  |  | Defaulted | [8 empty] | The number of duplicate HVAC systems represented by the modeled system.
Count | Cnt | integer | none |  |  |  | Defaulted
Count | Cnt | integer | none |  |  |  | Required | [8 empty] | The number of RecirculationWaterHeaters
Count | Cnt | integer | none |  |  |  | Optional
CrankcaseControlTemperature | CrankcaseCtrlTemp | decimal | F |  |  |  | Defaulted
CSARatedEfficiency | CSARtdEff | decimal | none |  |  |  | Required | No
DaylightingControlLightingFraction1 | DayltgCtrlLtgFrac1 | decimal | none |  |  |  | Optional | [8 empty] | Fraction of total zone lighitng controlled by the first DayltgCtrlRefPt
DaylightingControlLightingFraction2 | DayltgCtrlLtgFrac2 | decimal | none |  |  |  | Optional | [8 empty] | Fraction of total zone lighitng controlled by the second DayltgCtrlRefPt
DaylightingControlType | DayltgCtrlType | enumerated list | none | Continuous; ContinuousPlusOff; None; SteppedDimming; SteppedSwitching |  |  | Optional | [8 empty] | The type of control that is used to control the electric lighting in response to daylight available at the reference point.
DaylightingMinimumDimmingLightFraction | DayltgMinDimLtgFrac | decimal | none |  |  |  | Optional | [8 empty] | Minimum light output of controlled lighting when fully dimmed. Minimum light fraction = (Minimum light output) / (Rated light output).
DaylightingMinimumDimmingPowerFraction | DayltgMinDimPwrFrac | decimal | none |  |  |  | Optional | [8 empty] | The minimum power fraction when controlled lighting is fully dimmed. Minimum power fraction = (Minimum power) / (Full rated power).
DaylightingNumberOfControlSteps | DayltgNumCtrlSteps | integer | none |  |  |  | Optional | [8 empty] | For ZnDayltgCtrlType = SteppedDimming or SteppedDimmingPlusOff, the number of equally spaced control steps
DefrostControl | DefrostCtrl | enumerated list | none | ExhaustAirRecirculation; ExhaustOnly; MinimumExhaustTemperature; None |  |  | Defaulted
DefrostControlTemperature | DefrostCtrlTemp | decimal | F |  |  |  | Defaulted
DefrostHeatSource | DefHtSrc | enumerated list | none | Electric; HotGas |  |  | Defaulted | No
Description | Desc | string | none |  |  |  | Optional | [8 empty] | This is a brief description of the object that summarizes its essential characteristics
Description | Desc | string | none |  |  |  | Optional | No
DesignGeneratorFluidDeltaTemperature | DsgnGenFluidDelT | decimal | F |  |  |  | Defaulted
DesignSupplyWaterTemperature | DsgnSupWtrTemp | decimal | F |  |  |  | Defaulted
DesignSupplyWaterTemperatureDeltaT | DsgnSupWtrTempDelT | decimal | F |  |  |  | Defaulted
DesignWBTemperature | DsgnWBTemp | decimal | F |  |  |  | Optional
DirectCurrentSystemSize | DCSysSize | decimal | kW |  |  |  | Defaulted | No
DischargeFluidSegmentInReference | DischrgFluidSegInRef | reference |  |  | FluidSeg |  | Required | No
DischargeFluidSegmentOutReference | DischrgFluidSegOutRef | reference |  |  | FluidSeg |  | Required | No
DischargePriority | DischargePriority | enumerated list | none | Chiller; Storage |  |  | Required | No
DischargingEfficiency | DschrgEff | decimal | none |  |  |  | Defaulted | No
DistributionType | DistType | enumerated list | none | Demand Control (Standard Design for new construction); No Control (continuous pumping); No loops or central system pump; Temperature modulation; Temperature modulation and monitoring |  |  | CondRequired | [8 empty] | NRCV-PLB22 part of HERS provider verification which is why it is in the residential data model also
DraftFanHorsePower | DraftFanHp | decimal | hp |  |  |  | CondRequired | [8 empty] | Nameplate horsepower of the draft fan motor (HP),
DraftFanPower | DraftFanPwr | decimal | W |  |  |  | CondRequired
DraftType | DraftType | enumerated list | none | Condensing; MechanicalNoncondensing; Natural |  |  | CondRequired | [8 empty] | How combustion airflow is drawn through the boiler
DriveEfficiency | DrvEff | decimal | none |  |  |  | Optional | [8 empty] | A measure of how much power transferred through the drive to the fan is lost as heat. DriveEff is one of the parameters used in calculating FanPowerIndex for performance compliance.
DuctConductionLoss | DuctCndctLoss | decimal | Btu per h F |  |  |  | NotInput | [8 empty] | The heat loss rate of ducts which varies depending on duct length and surrounding environment.
DuctInsulation | DuctIns | enumerated list | h ft2 F per Btu |  |  |  | Optional | [8 empty] | This is the required R Value for ducts in lowrise residential buildings
DuctInsulation | DuctIns | decimal | h ft2 F per Btu |  |  |  | Optional
DuctLeakageAllowed | DuctLkgeAllow | decimal | ft3 per min |  |  |  | Optional | [8 empty] | This is the allowable duct leakage rate for residential or nonresidential buildings. For residential low-rise buildings it is calculated using different inputs depending on AHU airflow determination method.
DuctLeakageFactor | DuctLkgeFac | decimal | none |  |  |  | Optional | [8 empty] | A constant used to calculate distribution efficiency
DuctLocation | DuctLctn | enumerated list | none | Conditioned; Ductless; Other; Unconditioned |  |  | Required
DuctRValueNumber |  | decimal | h ft2 F per Btu |  |  |  |  | No
DuctStatus | DuctStatus | integer | none |  |  |  | Defaulted | No
DuctSurfaceArea | DuctSurfArea | decimal | ft2 |  |  |  | Optional
DuctSurfaceAreaCoefficient | DuctSurfAreaCoef | decimal | none |  |  |  | Optional | [8 empty] | Used in the default equations for calculating duct SurfaceArea. SurfaceAreaCoefficient are unique depending on if the DistributionSystem.Function is supply or return.
DuctSurfaceAreaOutdoors | DuctSurfAreaOutdr | decimal | ft2 |  |  |  | Optional
DuctThermalResistance | DuctThrmlR | decimal | h ft2 F per Btu |  |  |  | NotInput | [8 empty] | The R-value of ducts used in calculating distribution efficiency. The requirement is different for new and existing ducts in a project.
DXCrankcaseControlTemperature | DXCrankcaseCtrlTemp | decimal | F |  |  |  | Optional
DXCrankcaseHeatCapacity | DXCrankcaseHtCap | decimal | Btu per h |  |  |  | Optional | [8 empty] | The capacity of the electric resistance heater in the crank case of a direct expansion (DX) compressor. The crank case heater operates only when the compressor is off.
DXEER | DXEER | decimal | Btu per h W |  |  |  | CondRequired | [8 empty] | The energy efficiency ratio (EER) of net cooling capacity (in Btu/hr) to total rate of electrical energy input (in watts), of cooling equipment under designated operating conditions.
DXIEER | DXIEER | decimal | Btu per h W |  |  |  | CondRequired
DXSEER | DXSEER | decimal | Btu per h W |  |  |  | CondRequired | [8 empty] | The Seasonal Energy Efficiency Ratio (SEER) of the coil in a DX cooling system
EconomizerControlMethod | EconoCtrlMthd | enumerated list | none | DifferentialDryBulb; DifferentialDryBulbAndEnthalpy; DifferentialEnthalpy; FixedDryBulb; NoEconomizer |  |  | Defaulted
EconomizerHighTemperatureLockout | EconoHiTempLockout | decimal | F |  |  |  | Optional | [8 empty] | The outside air temperature above which the economizer will return to minimum position. This applies if ControlType is FixedDB
EconomizerIntegration | EconoIntegration | enumerated list | none | Integrated; NonIntegrated |  |  | Defaulted
EconomizerLockout | EconoLockout | boolean | none |  |  |  | Defaulted | [5 empty] | Yes | No
EconomizerLowTemperatureLockout | EconoLowTempLockout | decimal | F |  |  |  | Defaulted | [8 empty] | The outside air temperature below which the economizer will return to the minimum position. This appears to apply to all types of air-side economizers.
EER | EER | decimal | none |  |  |  | CondRequired
EER | EER | decimal | Btu per W h |  |  |  | Required
Effectiveness | Eff | decimal | none |  |  |  | Required | [8 empty] | A ratio that represents the effectiveness of an EvaporativeCooler
EIR | EIR | decimal | none |  |  |  | CondRequired | [8 empty] | The ratio of energy used by the system to the heating capacity in the same units. EIR is used in calculating a performance curve for heating equipment. It is the reciprocal of the coefficient of performance (COP) Represented as EIR
ElectricalIgnition | ElecIgnit | boolean | none |  |  |  | Optional | [5 empty] | Yes | No
ElectricMiniTank | ElecMiniTank | boolean | none |  |  |  | Optional | [5 empty] | Yes | No
ElectricMiniTankPower | ElecMiniTankPwr | decimal | W |  |  |  | Optional
ElementType | ElementType | enumerated list | none | Electric Resistance; Gas; Heat Pump |  |  | Required
EnableOnThermalEnergyStorageDischarge | EnableOnThrmlEngyStorDischrg | boolean | none |  |  |  | Defaulted | No |  |  |  |  | Yes | No
EnergyFactor | EF | decimal | none |  |  |  | CondRequired
EnergyLoad | EngyLd | decimal | Btu per h |  |  |  | Optional
EnteringGeneratorTemperatureDesign | EntGenTempDsgn | decimal | F |  |  |  | Defaulted
EnteringTemperatureDesign | EntTempDsgn | decimal | F |  |  |  | Defaulted
EnteringTemperatureDesign | EntTempDsgn | decimal | F |  |  |  | Defaulted
EnteringTemperatureDesign | EntTempDsgn | decimal | F |  |  |  | Defaulted
EnteringTemperatureRated | EntTempRtd | decimal | F |  |  |  | Optional
EquipmentList1Name | EquipList1Name | reference | none |  | Blr |  | Optional | Yes | 0 | 10
Chlr
EquipmentList2Name | EquipList2Name | reference | none |  | Blr |  | Optional | Yes | 0 | 10
Chlr
EquipmentList3Name | EquipList3Name | reference | none |  | Blr |  | Optional | Yes | 0 | 10
Chlr
EquipmentList4Name | EquipList4Name | reference | none |  | Blr |  | Optional | Yes | 0 | 10
Chlr
EquivalentPipeLength | EquivalentPipeLen | decimal | ft |  |  |  | Defaulted | No |  |  | 10
EvaporatorFluidSegmentInReference | EvapInRef | reference | none |  | FluidSeg |  | Required
EvaporatorFluidSegmentOutReference | EvapOutRef | reference | none |  | FluidSeg |  | Required
EvaporatorHasBypass | EvapHasBypass | boolean | none |  |  |  | Optional | [5 empty] | Yes | No
ExhaustControlMethod | ExhCtrlMthd | enumerated list | none | COControl; ConstantFlowConstantSpeedFan; NoCOControl; VariableFlowConstantSpeedFan; VariableFlowVariableSpeedFan |  |  | Defaulted
ExhaustFiltersDesignPressureDrop | ExhFiltersDsgnPD | decimal | in water column |  |  |  | Defaulted | No
ExhaustFiltersDeviceFlow | ExhFiltersDevFlow | decimal | ft3 per min |  |  |  | Defaulted | No
ExhaustFiltersFlag | ExhFiltersFlag | boolean | none |  |  |  | Defaulted | No
ExhaustOperationMode | ExhOperMode | enumerated list | none | CoupledToSystem; DecoupledFromSystem |  |  | Defaulted
ExhaustSource | ExhSrc | enumerated list | none | BothVentilationAndTransfer; DirectOutsideAir; None; TransferFromAdjacentZones; VentilationSystem |  |  | Defaulted | No
ExhaustSystemReference | ExhSysRef | reference | none |  | AirSys |  | Optional
ZnSys
ExhaustSystemType | ExhSysType | enumerated list | none | CommercialKitchen; ExhaustOnly; General; HeatRecovery; Laboratory; ParkingGarage; SupplyOnly |  |  | Defaulted
ExteriorTankInsulation | ExtTankIns | decimal | h ft2 F per Btu |  |  |  | Required | [8 empty] | The R-Value of the insulation on the exterior of the water heater tank.
FanControl | FanCtrl | enumerated list | none | Continuous; Cycling |  |  | Defaulted
FanPosition | FanPos | enumerated list | none | BlowThrough |  |  | Defaulted
FanReference | FanRef | reference | none |  | Fan
FanType | FanType | enumerated list | none | Axial; Centrifugal |  |  | Defaulted
FirstHourRating | FirstHrRating | decimal | gal |  |  |  | CondRequired | No
FixedSupplyTemperature | FixedSupTemp | decimal | F |  |  |  | Defaulted
FixedSupplyTemperature | FixedSupTemp | decimal | F |  |  |  | Defaulted
Flow | Flow | decimal | gal per min |  |  |  | Optional | [8 empty] | Process load flow in gallons per minute
FlowCapacity | FlowCap | decimal | ft3 per min |  |  |  | Required | [8 empty] | Defines the volumetric capacity of the fan measured in cubic ft per minute (cfm). The fan's peak airflow is what it is rated at when running at full capacity.
FlowCapacity | FlowCap | decimal | gal per min |  |  |  | Required | [8 empty] | The flow rate of fluid through the Pump in gallons per minute.
FlowEfficiency | FlowEff | decimal | none |  |  |  | Defaulted | [8 empty] | The efficiency of the Fan as a whole at design conditions
FlowMinimum | FlowMin | decimal | gal per min |  |  |  | CondRequired | [8 empty] | The lowest flow rate rated for a pump
FlowMinimum | FlowMin | decimal | ft3 per min |  |  |  | CondRequired | [8 empty] | The lowest flow rate rated for a fan
FlowRate | FlowRt | decimal | gal per min |  |  |  | CondRequired | No
Fluid | Fluid | string | none |  |  |  |  | No
FluidFlowRateDesign | FluidFlowRtDsgn | decimal | gal per min |  |  |  | CondRequired | [8 empty] | The maximum possible water volume flow rate through a hydronic coil. Used to define capacity for coils not explicilty defined by capacity in terms of Btu/h.
FluidSegmentInReference | FluidSegInRef | reference | none |  | FluidSeg |  | CondRequired | [8 empty] | The name of the fluid segment that brings fluid into HVAC equipment
FluidSegmentInReference | FluidSegInRef | reference | none |  | FluidSeg |  | CondRequired | [8 empty] | For coil, this is defined for Coil type = HotWater, ChilledWater, WaterEconomizer only
FluidSegmentMakeupReference | FluidSegMakeupRef | reference | none |  | FluidSeg |  | Required
FluidSegmentOutReference | FluidSegOutRef | reference | none |  | FluidSeg |  | CondRequired | [8 empty] | The name of the fluid segment that takes fluid out of HVAC equipment
FluidSegmentOutReference | FluidSegOutRef | reference | none |  | FluidSeg |  | CondRequired | [8 empty] | Defined for Coil type = HotWater, ChilledWater, WaterEconomizer only
FluidSegmentOutReference | FluidSegOutRef | reference | none |  | FluidSeg |  | Required | No | [7 empty] | The name of the fluid segment that takes fluid out of HVAC equipment
FuelFullLoad | FuelFullLd | decimal | Btu per h |  |  |  | CondRequired | [8 empty] | The fuel consumption at design conditions
FuelRated | FuelRtd | decimal | Btu per h |  |  |  | Required | [8 empty] | The ARI rated fuel consumption of fuel-fired or steamChiller
FuelSource | FuelSrc | enumerated list | none | Electric; Gas |  |  | Required | [8 empty] | Defines the type of energy used to run the equipment or provide heat. Values: electricity, natural gas, propane, fuel oil, hot water, steam, solar thermal.
FuelSource | FuelSrc | enumerated list | none | Electric; Indirect |  |  | Required | [8 empty] | Defines the type of energy used to run the Chiller.
FuelSource | FuelSrc | enumerated list | none | Electric; Gas; Oil (no longer valid) |  |  | Defaulted | [8 empty] | This lists all sources of heat for a heating coil
FuelSource | FuelSrc | enumerated list | none | Electricity; Gas |  |  | Required
FullyDuctedExhaustDeviceFlow | FullyDuctedExhDevFlow | decimal | ft3 per min |  |  |  | Defaulted | No
FullyDuctedExhaustFlag | FullyDuctedExhFlag | boolean | none |  |  |  | Defaulted | No
FullyDuctedReturnDeviceFlow | FullyDuctedRetDevFlow | decimal | ft3 per min |  |  |  | Defaulted | No
FullyDuctedReturnFlag | FullyDuctedRetFlag | boolean | none |  |  |  | Defaulted | No
FurnaceAFUE | FurnAFUE | decimal | none |  |  |  | CondRequired | [8 empty] | The Annual Fuel Utilization Efficiency (AFUE) season-long, average efficiency of that piece of equipment
FurnaceIgnitionType | FurnIgnType | enumerated list | none | IntermittentIgnitionDevice; PilotLight |  |  | Defaulted | [8 empty] | Either pilot or an intermittent ignition device (IID) in furnaces. An IID is mandatory for furnaces with capacities of 225,000 Btu/h and greater.
FurnacePilotFuelInput | FurnPilotFuelInp | decimal | Btu per h |  |  |  | Defaulted | [8 empty] | The measure of energy required by the Furnace pilot light.
FurnaceThermalEfficiency | FurnThrmlEff | decimal | none |  |  |  | CondRequired | [8 empty] | The full load of a water heater or heating coil efficiency calculated as the ratio of heat transferred to the water divided by the heat input of the fuel.
FurnaceType | FurnaceType | enumerated list | none | Fan; Gravity |  |  | Defaulted | No
GasPhaseAirCleanersDesignPressureDrop | GasPhaseAirCleanersDsgnPD | decimal | in water column |  |  |  | Defaulted | No
GasPhaseAirCleanersDeviceFlow | GasPhaseAirCleanersDevFlow | decimal | ft3 per min |  |  |  | Defaulted | No
GasPhaseAirCleanersFlag | GasPhaseAirCleanersFlag | boolean | none |  |  |  | Defaulted | No
GeneratorFluidFlowCapacity | GenFluidFlowCap | decimal | gal per min |  |  |  | Optional
GeneratorFluidSegmentInReference | GenFluidSegInRef | reference | none |  | FluidSeg |  | CondRequired
GeneratorFluidSegmentOutReference | GenFluidSegOutRef | reference | none |  | FluidSeg |  | CondRequired
GeometrySpecificationMethod | GeomSpecMthd | enumerated list | none | azimuth and tilt; reference PVArrayGeom object |  |  | Optional
GlassDoorCount | GlsDrCnt | integer | none |  |  |  | Optional | [8 empty] | The number of glass display doors in the RefrigerationEquipment
GlassDoorPower | GlsDrPwr | decimal | W |  |  |  | Optional | [8 empty] | The power associated with a glass display door for a walk-in refrigerator or freezer
HasBypass | HasBypass | boolean | none |  |  |  | Optional | [5 empty] | Yes | No
HasHeatExchangerBypass | HasHXBypass | boolean | none |  |  |  | Defaulted | [5 empty] | Yes | No
HaveShowerDrainHeatRecovery | HaveShowerDrainHtRcvry | boolean | none |  |  |  | Optional | No
HeatingAirFlowMaximum | HtgAirFlowMax | decimal | ft3 per min |  |  |  | CondRequired
HeatingAvailabilityScheduleReference | HtgAvailSchRef | reference | none |  |  | Sch | Optional
HeatingAvailabilityScheduleReference | HtgAvailSchRef | reference | none |  |  | Sch | Optional
HeatingCapacityNetRated | HtgCapNetRtd | decimal | Btu per h |  |  |  | Required
HeatingDesignFlow | HtgDsgnFlow | decimal | none |  |  |  | Optional | [8 empty] | The design zone Heating air flow rate in cubic meters per second. If a thermal zone has heating unmet load hours, the first step in addressing this issue is to increase the zone design air flow.
HeatingDesignMaximumFlowFraction | HtgDsgnMaxFlowFrac | decimal | none |  |  |  | Defaulted
HeatingDesignSupplyAirTemperature | HtgDsgnSupAirTemp | decimal | F |  |  |  | Defaulted | [8 empty] | The design heating temperature of leaving air ( LAT) at rated coil capacity. If no other control is specified, this is also hot deck temp
HeatingDesignSupplyAirTemperature | HtgDsgnSupAirTemp | decimal | F |  |  |  | Defaulted
HeatingDesignSupplyAirTemperature | HtgDsgnSupAirTemp | decimal | F |  |  |  | Defaulted
HeatingDesignSupplyAirTemperatureDifference | HtgDsgnSupAirTempDiff | decimal | F |  |  |  | Defaulted
HeatingDesignSupplyWaterTemperature | HtgDsgnSupWtrTemp | decimal | F |  |  |  | Defaulted
HeatingFixedSupplyTemperature | HtgFixedSupTemp | decimal | F |  |  |  | Defaulted
HeatingFixedSupplyTemperature | HtgFixedSupTemp | decimal | F |  |  |  | Optional
HeatingFlowSizingFactor | HtgFlowSizingFac | decimal | none |  |  |  | Optional | [8 empty] | This input is a zone level heating sizing ratio. The zone design heating air flow rates and loads will be multiplied by the number input in this field.
HeatingLatentEffectiveness100 | HtgLatEff100 | decimal |  |  |  |  | Defaulted
HeatingLatentEffectiveness75 | HtgLatEff75 | decimal |  |  |  |  | Defaulted
HeatingPipeLoss_fHeightCoefficient | HtgPipeLoss_fPipeHgtCoeff | decimal |  |  |  |  | Defaulted | No
HeatingSensibleEffectiveness100 | HtgSensEff100 | decimal |  |  |  |  | Defaulted
HeatingSensibleEffectiveness75 | HtgSensEff75 | decimal |  |  |  |  | Defaulted
HeatingSetPointScheduleReference | HtgSetPtSchRef | reference | none |  |  | Sch | Optional
HeatingSupplyTemperature | HtgSupTemp | decimal | F |  |  |  | Optional | [8 empty] | The design heating temperature of leaving air ( LAT) at rated coil capacity. If no other control is specified, this is also hot deck temp
HeatingSystemReference | HtgSysRef | reference | none |  | AirSys |  | Required
HeatingTemperatureSetPointScheduleReference | HtgTempSetptSchRef | reference | none |  |  | Sch | CondRequired
HeatingToCoolingSizingRatio | HeatingToCoolingSizingRatio | decimal | none |  |  |  | Optional | No
HeatingTotalEffectiveness100 | HtgTotEff100 | decimal |  |  |  |  | Defaulted
HeatingTotalEffectiveness75 | HtgTotEff75 | decimal |  |  |  |  | Defaulted
HeatLoss | HtLoss | decimal | Btu per h |  |  |  | Optional | [8 empty] | The heat lost when the Boiler is firing and is expressed as a fraction of full load output capacity. The default is .02 for electric boilers and heat-exchangers and 0 for fuel-fired boilers
HeatPumpCompressorLockoutTemperature | HtPumpCprsrLockoutTemp | decimal | F |  |  |  | Defaulted
HeatPumpCOP | HtPumpCOP | decimal | none |  |  |  | CondRequired | [8 empty] | The ARI rated coefficient of performance for the heating equipment such as a heat pump
HeatPumpCrankcaseControlTemperature | HtPumpCrankcaseCtrlTemp | decimal | F |  |  |  | Defaulted | [8 empty] | The dry bulb temperature at which the crank case in an electric heat pump is shut off.
HeatPumpCrankcaseHeatCapacity | HtPumpCrankcaseHtCap | decimal | Btu per h |  |  |  | Optional | [8 empty] | The capacity of the electric resistance heater in the crank case of a direct expansion (DX) compressor. The crank case heater operates only when the compressor is off.
HeatPumpDefrostControl | HtPumpDefCtrl | enumerated list | none | OnDemand; TimedCycle |  |  | Defaulted | [8 empty] | Defines how the defrosting is activated, either on demand or on a timed cycle which is by default 3.5 minutes in length
HeatPumpDefrostHeatCapacity | HtPumpDefHtCap | decimal | Btu per h |  |  |  | CondRequired | [8 empty] | The capacity of the electric resistance defrost heater.
HeatPumpDefrostHeatSource | HtPumpDefHtSrc | enumerated list | none | Electric; HotGas |  |  | Defaulted | [8 empty] | Defines the source of the defrosting heat which is usually hot gas or electric resisitance
HeatPumpEIR_fPLRCurveReference | HtPumpEIR_fPLRCrvRef | reference | none |  |  |  | Optional | [8 empty] | The electric heat pump heating efficiency PLR adjustment curve
HeatPumpHSPF | HtPumpHSPF | decimal | Btu per W h |  |  |  | CondRequired | [8 empty] | A measure of efficiency of heating equipment using Heating Season Performance Factor (HSPF)
HeatPumpSupplementalCoilHeatingReference | HtPumpSuppCoilHtgRef | reference | none |  | CoilHtg |  | Optional | [8 empty] | Reference to the coil object that provides supplemental heating when the heat pump compressor is cannot meet load or is disabled.
HeatPumpSupplementalTemperature | HtPumpSuppTemp | decimal | F |  |  |  | Defaulted | [8 empty] | The dry bulb temperature at which supplemental heating equipment is allowed to be turned on
HeatPumpWaterHeaterBrand | HPWHBrand | enumerated list | none | A. O. Smith; American; Bradford White; EcoSense; GE; Kenmore; Lochinvar; Reliance; Rheem; Richmond; Ruud; Sanden; State; Stiebel Eltron; US Craftmaster; Whirlpool |  |  | CondRequired | No
HeatPumpWaterHeaterModel | HPWHModel | enumerated list | none | 10 50 DHPHT 120 (50 gal); 10 50 DHPHTNE 120 (50 gal); 10 66 DHPHT 120 (66 gal); 10 66 DHPHTN 120 (66 gal); 10 80 DHPHT 120 (80 gal); 10 80 DHPHTNE 120 (80 gal); 10E50-HP4D (50 gal); 10E65-HP4D (65 gal); 10E80-HP4D (80 gal); 12E50-HP (50 gal); 12E80-HP (80 gal); 153.32116 (60 gal); 153.32118 (80 gal); 153.5925 (50 gal); 153.5926 (60 gal); 153.5928 (80 gal); 6 50 DHPHT 120 (50 gal); 6 66 DHPHT 120 (66 gal); 6 80 DHPHT 120 (80 gal); 6 80 DHPT 102 (80 gal); Accelera 220 E (58 gal); Accelera 300/WHP 300 (80 gal); BEH50DCEJSB (50 gal); BEH80DCEJSB (80 gal); EP6 80 DHPT 102 (80 gal); EPX 60 DHPT (60 gal); EPX 80 DHPT (80 gal); FPTU 50 120 (50 gal); FPTU 66 120 (66 gal); FPTU 80 120 (80 gal); GEH50DEEJSC (50 gal); GEH50DEEJXXX (50 gal); GEH50DFEJSR (50 gal); GEH50DHEKSC (50 gal); GEH80DEEJSC (80 gal); GEH80DFEJSR (80 gal); GEH80DHEKSC (80 gal); GS3-45HPA-US & GAUS-1315EQTD (83 gal); GS3-45HPA-US & GAUS-160QTA (43 gal); GS3-45HPA-US & SAN-43SSAQA (43 gal); GS3-45HPA-US & SAN-83SSAQA (83 gal); GUS-45HPA-US & GAUS-1315EQTD (83 gal); GUS-45HPA-US & SAN-83SSAQA (83 gal); HB50ES (50 gal); HB50RH (50 gal); HB50RM (50 gal); HB50RU (50 gal); HP10-50H45DV (50 gal); HP10-80H45DV (80 gal); HP6 50 DHPT 120 (50 gal); HP6 66 DHPT 120 (66 gal); HP6 80 DHPT 120 (80 gal); HPA051KD 120 (50 gal); HPA052KD 120 (50 gal); HPA067KD 120 (66 gal); HPA068KD 120 (66 gal); HPA081KD 120 (80 gal); HPA082KD 120 (80 gal); HPE10260H045DV (60 gal); HPE10280H045DV (80 gal); HPE2F80HD045VU 102 (80 gal); HPE2K60HD045V (60 gal); HPE2K80HD045V (80 gal); HPE6280H045DV 102 (80 gal); HPHE10250H045DV 102 (50 gal); HPHE10250H045DVN 102 (50 gal); HPHE2F50HD045VU 120 (50 gal); HPHE2F66HD045VU 120 (66 gal); HPHE2F80HD045VU 120 (80 gal); HPHE2K50HD045V 120 (50 gal); HPHE2K50HD045VC 120 (50 gal); HPHE2K50HD045VN 120 (50 gal); HPHE2K50HD045VUN 120 (50 gal); HPHE2K66HD045V 120 (66 gal); HPHE2K66HD045VC 120 (66 gal); HPHE2K66HD045VUN 120 (66 gal); HPHE2K80HD045V 120 (80 gal); HPHE2K80HD045VC 120 (80 gal); HPHE2K80HD045VUN 120 (80 gal); HPHE6250H045DV (50 gal); HPSE2K50HD045V 100 (WP) (50 gal); HPSE2K50HD045VC 100 (WP) (50 gal); HPSE2K80HD045V (80 gal); HPSE2K80HD045VC (80 gal); HPTU 50 120 (50 gal); HPTU 50N 120 (50 gal); HPTU 66 120 (66 gal); HPTU 66N 120 (66 gal); HPTU 80 120 (80 gal); HPTU 80N 120 (80 gal); HPX 50 DHPT 120 (50 gal); HPX 50 DHPTNE 120 (50 gal); HPX 66 DHPT 120 (66 gal); HPX 66 DHPTNE 120 (66 gal); HPX 80 DHPT 120 (80 gal); HPX 80 DHPTNE 120 (80 gal); PHPT 60 (60 gal); PHPT 80 (80 gal); PROPH50 T2 RH245 (50 gal); PROPH50 T2 RH350 D (50 gal); PROPH50 T2 RH350 DC (50 gal); PROPH50 T2 RH350 DCB (50 gal); PROPH65 T2 RH350 D (65 gal); PROPH65 T2 RH350 D15 (65 gal); PROPH65 T2 RH350 DC (65 gal); PROPH65 T2 RH350 DCB (65 gal); PROPH80 T2 RH245 (80 gal); PROPH80 T2 RH350 D (80 gal); PROPH80 T2 RH350 D15 (80 gal); PROPH80 T2 RH350 DC (80 gal); PROPH80 T2 RH350 DCB (80gal); PROUH50 T2 RU245 (50 gal); PROUH50 T2 RU350 D (50 gal); PROUH50 T2 RU350 D15 (50 gal); PROUH50 T2 RU350 DCB (50 gal); PROUH65 T2 RU350 D (65 gal); PROUH65 T2 RU350 D15 (65 gal); PROUH65 T2 RU350 DCB (65 gal); PROUH80 T2 RU245 (80 gal); PROUH80 T2 RU350 D (80 gal); PROUH80 T2 RU350 D15 (80 gal); PROUH80 T2 RU350 DCB (80 gal); RE2H50R10B-1NCWT (50 gal); RE2H80R10B-1NCWT (80 gal); XE50T10HD22U0 (50 gal); XE50T10HD50U0 (50 gal); XE50T10HD50U1 (50 gal); XE50T12EH45U0 (50 gal); XE50T12EH45U0W (50 gal); XE65T10HD22U0 (65 gal); XE65T10HD50U0 (65 gal); XE65T10HD50U1 (65 gal); XE80T10HD22U0 (80 gal); XE80T10HD50U0 (80 gal); XE80T10HD50U1 (80 gal); XE80T12EH45U0 (80 gal); XE80T12EH45U0W (80 gal) |  |  | CondRequired
HeatPumpWaterHeaterNEEARated | HtPumpWtrHtrNEEARtd | boolean | none |  |  |  | Optional | [5 empty] | Yes | No
HeatRecovery | HtRcvry | boolean | none |  |  |  | Defaulted | [5 empty] | Yes | No
HeatRecoveryReference | HtRcvryRef | reference | none |  | HtRcvry |  | Optional
HIR_fPLRCurveReference | HIR_fPLRCrvRef | reference | none |  |  |  | Defaulted | [8 empty] | The heating input ratio part load ratio performance curve is normally a quadratic curve.
HotWaterSupplyTemperature | HotWtrSupTemp | decimal | F |  |  |  | Defaulted
HVACAutoSizing | HVACAutoSizing | boolean | none |  |  |  | Optional | [5 empty] | Yes | No
HvacSystemAreaServed | HvacSystemAreaServed | string
HVACZoneCount | HVACZnCnt | integer | none |  |  |  | Defaulted
ImpellerEfficiency | ImpellerEff | decimal | none |  |  |  | Required
IndirectDewPointEffectiveness | IndirectDewPtEff | decimal | none |  |  |  | Defaulted | [8 empty] | Effectiveness applied to the dewpoint depression. The cooler uses the warmer of the temperatures determined from the wetbulb depression and dewpoint depression
IndoorType | IndoorType | enumerated list | none | Ducted; NonDucted |  |  | Defaulted | No
IndoorTypeRated | IndoorTypeRtd | enumerated list | none | Ducted; NonDucted |  |  | Defaulted | No
InducedAirZoneReference | InducedAirZnRef | reference | none |  | ThrmlZn |  | CondRequired | [8 empty] | The Name of ThermalZone that air is induced from
InductionRatio | InductionRat | decimal | none |  |  |  | Defaulted | [8 empty] | The fraction of induced air, divided by AirFlowPrimary
InputPower | InpPwr | decimal | kW |  |  |  | CondRequired | No
InputRating | InpRating | integer | Btu per h |  |  |  | Required
InputRatingElectric | InpRatingElec | integer | W |  |  |  | CondRequired
InteriorTankInsulation | IntTankIns | decimal | h ft2 F per Btu |  |  |  | Required | [8 empty] | The R-Value of the insulation on the interior of the water heater tank.
InverterEfficiency | InverterEff | decimal | percent |  |  |  |  | No | [7 empty] | Inverter efficiency as a percent
IPLVCOP | IPLVCOP | decimal | none |  |  |  | CondRequired | [8 empty] | IPLV is a metric of part load performance, but the units change based on the efficiency descriptor. This makes it three different properties in SDD terms.
IPLVEER | IPLVEER | decimal | Btu per W h |  |  |  | CondRequired | [8 empty] | IPLV is a metric of part load performance, but the units change based on the efficiency descriptor. This makes it three different properties in SDD terms.
IPLVKwPerTon | IPLVKwPerTon | decimal | kW per ton |  |  |  | CondRequired | [8 empty] | IPLV is a metric of part load performance, but the units change based on the efficiency descriptor. This makes it three different properties in SDD terms.
IPLVRated | IPLVRtd | decimal | none | [12 empty] | The integrated part load efficiency of the chiller
IsAllOutsideAir | IsAllOA | boolean | none |  |  |  | Defaulted | No |  |  |  |  | Yes | No
IsComplexSystem | IsComplexSystem | boolean | none |  |  |  | Defaulted | [5 empty] | Yes | No
IsUniformEnergyFactorRated | IsUEFRtd | boolean | none |  |  |  | Optional | No |  |  |  |  | Yes | No
KwPerTon | KwPerTon | decimal | kW per ton |  |  |  | CondRequired
LaboratoryExhaustHasAnemometerControl | LabExhHasAnemometerCtrl | boolean | none |  |  |  | Optional | No
LaboratoryExhaustHasContaminantControl | LabExhHasContaminantCtrl | boolean | none |  |  |  | Optional | No
LeavingTemperatureDesign | LvgTempDsgn | decimal | F |  |  |  | Defaulted
LeavingTemperatureDesign | LvgTempDsgn | decimal | F |  |  |  | Defaulted
LeavingTemperatureDesign | LvgTempDsgn | decimal | F |  |  |  | Defaulted
LeavingTemperatureRated | LvgTempRtd | decimal | F |  |  |  | Optional
LoadRangeLimit | LdRngLim | integer | Btu per h |  |  |  | Optional | Yes | 0 | 4
LocationSpecificationMethod | LctnSpecMthd | enumerated list | none | - not specified -; X,Y,Z and height, width |  |  | Defaulted
LoopCount | LpCnt | integer | none |  |  |  | CondRequired
LoopPipeInsulationThickness | LpPipeInsThkns | decimal | in |  |  |  | Required | Yes | 6 | 6
LowSpeedAirFlowRatio | LowSpdAirFlowRat | decimal | none |  |  |  | Defaulted | [8 empty] | The percentage of full load airflow at low speed which is equivalent to the percentage of full load capacity at low speed.
LowSpeedCapacityRated | LowSpdCapRtd | decimal | Btu per h |  |  |  | Defaulted | No
MakeupAirSystemReference | MakeupAirSysRef | reference | none |  | AirSys |  | Optional | [8 empty] | The Name of AirSystem from which makeup air is supplied
MakeupThermalZoneReference | MakeupThrmlZnRef | reference | none |  | ThrmlZn |  | Optional | [8 empty] | The Name of ThermalZone from which makeup air is drawn
Manufacturer | Manufacturer | string | none |  |  |  | Optional
Manufacturer | Manufacturer | string | none |  |  |  |  | No
MaximumCapacity | MaxCap | decimal | kW per h |  |  |  | Defaulted | No
MaximumDeltaHeight | MaxDeltaHgt | decimal | ft |  |  |  | Defaulted | No
MERVGreaterThanOrEqualTo16DesignPressureDrop | MERVGTE16DsgnPD | decimal | in water column |  |  |  | Defaulted | No
MERVGreaterThanOrEqualTo16DeviceFlow | MERVGTE16DevFlow | decimal | ft3 per min |  |  |  | Defaulted | No
MERVGreaterThanOrEqualTo16Flag | MERVGTE16Flag | boolean | none |  |  |  | Defaulted | No
MinimumCapacity | MinCap | decimal | Btu per h |  |  |  | Defaulted
MinimumHotGasRatio | MinHotGasRat | decimal | none |  |  |  | Optional
MinimumSpeedRatio | MinSpdRat | decimal | none |  |  |  | Defaulted
MinimumSpeedRatio | MinSpdRat | decimal | none |  |  |  | Optional | [8 empty] | The ratio of the lowest speed to the full load speed
ModelingMethod | ModelingMthd | enumerated list | none | Detailed; PowerPerUnitFlow |  |  | Defaulted | [8 empty] | Defines how the Pump is modeled.
ModelingMethod | ModelingMthd | enumerated list | none | BrakeHorsePower; PowerPerUnitFlow; StaticPressure |  |  | Required | [8 empty] | Defines how the FanSystem is modeled.
ModelNumber | ModelNum | string | none |  |  |  |  | No
ModeScheduleReference | ModeSchRef | reference |  |  |  | ThrmlEngyStorModeSchDay | Required | No
ModulationControl | ModCtrl | enumerated list | none | Bypass; Cycling; TwoSpeed; VariableSpeedDrive |  |  | Defaulted | [8 empty] | Defines how the CoolingTower modulates capacity to respond to changing loads. Assignment of value depends on FanSystem and Fan attributes e.g. operation mode and Fan speed and pony motor attributes.
ModuleType | ModuleType | enumerated list | none | Premium; Standard; Thin Film |  |  | Defaulted | No
MotorBHP | MtrBHP | decimal | hp |  |  |  | Optional | [8 empty] | The brake horsepower of the motor before the loss in power caused by the gearbox, alternator, differential, and other auxiliary components.
MotorEfficiency | MtrEff | decimal | none |  |  |  | Required | [8 empty] | Indicates how well the motor converts electrical power into mechanical power and is defined as output power divided by input power expressed as a percentage .
MotorEfficiency | MtrEff | decimal | none |  |  |  | Required | [8 empty] | Indicates how well the motor converts electrical power into mechanical power and is defined as output power divided by input power expressed as a percentage .
MotorHP | MtrHP | decimal | hp |  |  |  | Required | [8 empty] | The rated horsepower of the pump motor.
MotorHP | MtrHP | decimal | hp |  |  |  | Required | [8 empty] | The nameplate (rated) horsepower of the motor.
MotorPoleCount | MtrPoleCnt | integer | none |  |  |  | Defaulted | [8 empty] | The number of pole electromagnetic windings in the motor's stator and used to assign MotorEfficiency. Poles is always paired, so PoleCount is always a multiple of 2.
MotorPosition | MtrPos | enumerated list | none | InAirStream; NotInAirStream |  |  | Defaulted | [8 empty] | Defines where the Fan motor is located relative to the cooling air stream. Values: InAirStream, NotInAirStream
MotorRPM | MtrRPM | integer | rpm |  |  |  | Required | [8 empty] | The number of full revolutions in a unit of time and is used to assign MotorEfficiency. 2008 NR ACM table N2-20 has four speeds: 3600 rpm, 1800 rpm, 1200 rpm, 900 rpm.
MotorType | MtrType | enumerated list | none | Enclosed; Open |  |  | Defaulted | [8 empty] | Defines if the motor is Open or Enclosed
Multiplier | Mult | integer | none |  |  |  | Optional
Name | Name | string | none |  |  |  | Required | [8 empty] | A text string that uniquely defines the HVAC object, and is returned when the object is referenced.
Name | Name | name | none |  |  |  | Required
NameOfProgramUsed | NameOfProgramUsed | string | none |  |  |  |  | No
NightCycleFanControl | NightCycleFanCtrl | enumerated list | none | CycleOnAnyCooling; CycleOnAnyHeating; CycleOnCallAnyZone; CycleOnCallPrimaryZone; CycleZoneFansOnly; StaysOff |  |  | Defaulted
NumberCoolingStages | NumClgStages | integer | none |  |  |  | Defaulted
NumberFloorsServedByResidentialDHWSystem | NumFlrServedByResDHWSys | integer | none |  |  |  | CondRequired | No
OperableWindowInterlock | OperableWinInterlock | boolean | none |  |  |  | CondRequired | [5 empty] | Yes | No
OperableWindowsHaveInterlock | OperableWinHaveInterlock | boolean | none |  |  |  | CondRequired | [5 empty] | Yes | No
OperationControl | OperCtrl | enumerated list | none | OnDemand; Scheduled; StandBy |  |  | Defaulted | [8 empty] | Defines how pump operation is controlled. Values: OnDemand, StandBy, Schedule
OptimumStart | OptStart | boolean | none |  |  |  | Defaulted | [5 empty] | Yes | No
ParallelBoxFanFlowFraction | ParallelBoxFanFlowFrac | decimal | none |  |  |  | Defaulted
ParallelBoxThermostatScheduleReference | ParallelBoxTtatSchRef | reference | none |  |  | Sch | Required
ParasiticLoad | ParasiticLd | decimal | W |  |  |  | CondRequired | [8 empty] | Electricity consumption of mechanical draft equipment (W)
PartLoadRatioMinimum | PLRMin | decimal | none |  |  |  | Defaulted
Path | Path | enumerated list | none | Direct; Ducted; PlenumZones |  |  | Defaulted
PerformanceCurveName | Name | name | none
PhotovoltaicArrayGeometryReference | PVArrayGeomRef | reference | none |  | PVArrayGeom |  | Optional
PipeLocation | PipeLctn | enumerated list | none | Conditioned; Semi-Conditioned; Unconditioned; Underground |  |  | Required | [8 empty] | Location of 50% or more of the piping.
PipeLocation | PipeLctn | enumerated list | none | Conditioned; SemiConditioned; Unconditioned; Underground |  |  | CondRequired |  | 0 | 6
PlantCoolingCapacity | PlantClgCap | decimal | cooling ton (12,000 Btu per h) |  |  |  | Defaulted | [8 empty] | Nominal heating capacity of an HVAC system
PlantHeatingCapacity | PlantHtgCap | decimal | Btu per h |  |  |  | Defaulted | [8 empty] | Nominal heating capacity of an HVAC system
Power | Pwr | decimal | kW |  |  |  | Optional | [8 empty] | The power of the fan system at AirFlowCap
Power_fPLRCurveReference | Pwr_fPLRCrvRef | reference | none |  |  |  | Optional | [8 empty] | The PLR power curve is normally a quadratic curve.
PowerIndex | PwrIdx | decimal | W per ft3 per min |  |  |  | Defaulted | No
PowerMinimumRatio | PwrMinRat | decimal | none |  |  |  | Required | [8 empty] | The minimum power draw of the fan, expressed as a ratio of the full load fan power.
PowerPerFlow | PwrPerFlow | decimal | W per ft3 per min |  |  |  | Optional
PowerPerUnitArea | PwrPerUnitArea | decimal | W per ft2 |  |  |  | Optional | [8 empty] | The measure of power per square foot of space in a walk-in cooler or freezer
PowerReport | PwrRpt | decimal | W |  |  |  | Optional | No
PrimaryAirConditioningSystemPriority | PriAirCondgSysPriority | integer | none |  |  |  | Defaulted |  | 2 | 2
PrimaryAirConditioningSystemReference | PrimAirCondgSysRef | reference | none |  | AirSys |  | CondRequired |  |  | 2 | [5 empty] | Defines the primary HVAC system that provides heating or cooling to the space. The same system might also provide ventilation air to the space. In this case, the VentSysRef property should reference the same system name. Both AirSystem and ZoneSystem are valid object assignments for this property. However, if the ventilation and primary air conditioning systems are different, the ventilation system must be defined as an AirSystem, and the primary air conditioning system defined as a ZoneSystem/
ZnSys
PrimaryAirFlowMaximum | PriAirFlowMax | decimal | ft3 per min |  |  |  | Required
PrimaryAirFlowMinimum | PriAirFlowMin | decimal | ft3 per min |  |  |  | CondRequired
PrimaryAirSegmentReference | PriAirSegRef | reference | none |  | AirSeg |  | Required | [8 empty] | Name of primary AirFlowSegment, or cooling AirFlowSegment for DualDuct systems
PrimarySegmentReference | PriSegRef | reference | none |  | FluidSeg |  | CondRequired
PumpBreakHorsepower | PumpBHP | decimal | hp
PumpEfficiency | PumpEff | decimal | none |  |  |  | Optional
PumpPower | PumpPwr | decimal | kW |  |  |  | Optional
PumpPower | PumpPwr | decimal | W |  |  |  | Required
RatedEfficiencyCurveIntercept | RatedEffCurveIntercept | decimal | none |  |  |  |  | No
RatedEfficiencyCurveSlope | RatedEffCurveSlope | decimal | none |  |  |  |  | No
RatedFlowCapacity | RtdFlowCap | decimal | ft3 per min |  |  |  | Defaulted | No
RatedHeatRecoveryEffectiveness | RtdHtRcvryEff | decimal | none |  |  |  | Defaulted | No
RatedPower | RtdPwr | decimal | W |  |  |  | Defaulted | No
RecirculationLoopCount | RecircLoopCnt | integer | none |  |  |  | Required | [8 empty] | The total number of hot water recirculation loops coming from and returning to a specific water heater.
RecoveryEfficiency | RE | decimal | none |  |  |  | CondRequired |  |  |  | 0 | 1
RecoveryType | RcvryType | enumerated list | none | LatentOnly; SensibleOnly; Total |  |  | Defaulted
ReheatControlMethod | ReheatCtrlMthd | enumerated list | none | DualMaximum; SingleMaximum |  |  | Defaulted | [8 empty] | The air/temperature control strategy for VAV systems with reheat boxes during heating mode.
RemoteCondenserFraction | RemCndsrFrac | decimal | none |  |  |  | Optional | [8 empty] | The fraction of condenser heat that is rejected to the outdoors. For self-contained refrigeration casework, this value will be zero. For remote condenser systems, this value is 1.0. For combination systems, the value should be weighted according refrigeration capacity.
RemoteCondenserHeatRemovalRate | RemCndsrHtRmvlRt | decimal | Btu per h |  |  |  | Optional | [8 empty] | The rate of heat removal from the space due to the continuous operation of the refrigeration system (kBtu/h). A negative number means that heat is being removed from the space; a positive number means that heat is being added.
ResetOutdoorHigh | RstOutdrHi | decimal | F |  |  |  | CondRequired
ResetOutdoorLow | RstOutdrLow | decimal | F |  |  |  | CondRequired
ResetSupplyHigh | RstSupHi | decimal | F |  |  |  | CondRequired
ResetSupplyLow | RstSupLow | decimal | F |  |  |  | CondRequired
ResidentialDWHRSystemFeedHeater | ResDWHRSysFeedHeater | boolean | none |  |  |  | Optional |  | 6 | 6
ResidentialDWHRSystemReference | ResDWHRSysRef | reference | none |  | ResDWHRSys |  | Optional |  |  |  | 6 | 6
ResidentialDWHRSystemShowers | ResDWHRSysShowers | integer | none |  |  |  | Optional |  | 6 | 6
ResidentialDWHRSystemTakeCold | ResDWHRSysTakeCold | boolean | none |  |  |  | Optional |  | 6 | 6
ReturnAirSegmentReference | RetAirSegRef | reference | none |  | AirSeg
ReturnPlenumZoneReference | RetPlenumZnRef | reference | none |  | ThrmlZn |  | Optional
RValue | RVal | decimal | h ft2 F per Btu |  |  |  | Required | [8 empty] | Performance of unfired storage tank insulation.
SecondaryAirSource | SecAirSrc | enumerated list | none | OutdoorAir; ReturnAir |  |  | Defaulted
SecondaryFanFlowCapacity | SecFanFlowCap | decimal | ft3 per min |  |  |  | CondRequired
SecondaryFanTotalEfficiency | SecFanTotEff | decimal | none |  |  |  | Defaulted | [8 empty] | includes motor eff
SecondaryFanTotalStaticPressure | SecFanTotStaticPress | decimal | in water column |  |  |  | CondRequired
SecondaryTankVolume | SecondaryTankVol | decimal | gal |  |  |  | Optional
ServiceReference | ServiceRef | reference | none |  | AirSeg
AirSys
Blr
Chlr
FluidSeg
FluidSys
HtRej
TrmlUnit
ShowerDrainHeatRecoveryEfficiency | ShowerDrainHtRcvryEff | decimal | none |  |  |  | Optional | No
SizeForDedicatedOutdoorAirSystem | SizeForDOAS | boolean | none |  |  |  | Optional | No
SizeForDedicatedOutdoorAirSystemControl | SizeForDOASCtrl | enumerated list | none | Cold; Neutral; NeutralDehumidifed |  |  | Optional | No
SizeForDedicatedOutdoorAirSystemTemperatureHigh | SizeForDOASTempHi | decimal | F |  |  |  | Optional | No
SizeForDedicatedOutdoorAirSystemTemperatureLow | SizeForDOASTempLow | decimal | F |  |  |  | Optional | No
SlopeFromHorizontal | SlopeFromHorizontal | decimal | deg arc |  |  |  | Optional
SolarCollectorCount | SolCollectorCnt | integer | none |  |  |  |  | No
SolarFractionFluidSystemName | SolFracFluidSysName | string | none |  |  |  | Optional
Source | Src | enumerated list | none | MunicipalWater; NoExternalSource |  |  | Required
SpeedControl | SpdCtrl | enumerated list | none | ConstantSpeed; VariableSpeed |  |  | Defaulted
SpeedMinimumRatio | SpdMinRat | decimal | none |  |  |  | Required
SprayWaterFlowCapacity | SprayWtrFlowCap | decimal | gal per min |  |  |  | CondRequired | No
SRRCCertificationNumber | SRRCCertNum | string | none |  |  |  |  | No
StandbyLossFraction | StdbyLossFrac | decimal | none
StandbyLossFraction | StdbyLossFrac | decimal | none |  |  |  | Optional
Status | Status | enumerated list | none | Altered; Existing; New |  |  | Required | [8 empty] | Defines if equipment is new, existing or modified. Existing equipment may be moved and reinstalled in the project. If so, mandatory efficiency ratings may not apply.
Status | Status | enumerated list | none | Existing; New |  |  | Required | [7 empty] | Compliance Use is Defaulted for TerminalUnit; Required for Chiller, Boiler, HeatRejection, WaterHeater, Pump, and RecirculationWaterHeater | Defines if equipment is new, existing or modified. Existing equipment may be moved and reinstalled in the project. If so, mandatory efficiency ratings may not apply.
Status | Status | enumerated list | none | Altered; Existing; New |  |  | Required | [7 empty] | Compliance Use is Defaulted for AirSystem and ZoneSystem; Required for FluidSystem and RecirculationDHWSystem | Defines if equipment is new, existing or modified. Existing equipment may be moved and reinstalled in the project. If so, mandatory efficiency ratings may not apply.
Status | Status | enumerated list | none | Existing; New |  |  | Defaulted | [7 empty] | Compliance Use is Defaulted for TerminalUnit; Required for Chiller, Boiler, HeatRejection, WaterHeater, Pump, and RecirculationWaterHeater | Defines if equipment is new, existing or modified. Existing equipment may be moved and reinstalled in the project. If so, mandatory efficiency ratings may not apply.
Status | Status | enumerated list | none | Altered; Existing; New |  |  | Defaulted | [7 empty] | Compliance Use is Defaulted for AirSystem and ZoneSystem; Required for FluidSystem and RecirculationDHWSystem | Defines if equipment is new, existing or modified. Existing equipment may be moved and reinstalled in the project. If so, mandatory efficiency ratings may not apply.
StorageCapacity | StorCap | decimal | gal |  |  |  | Required
StorageCapacity | StorCap | decimal | gal |  |  |  | Required | No
StorageLocation | StorLoc | integer | none |  |  |  | CondRequired | No
StorageLocation | StorLctn | enumerated list | none | Indoor; Outdoor; Underground |  |  | Required | No
StorageLocationSimulated | StorLctnSim | enumerated list | none | Outdoor; Zone |  |  | Required | No
StorageZoneReference | StorZnRef | reference | none |  | ThrmlZn |  | CondRequired | No
StorageZoneReference | StorageZoneReference | reference |  |  | ThrmlZn |  | CondRequired | No
SubType | SubType | enumerated list | none | CRAC; CRAH; SinglePackaged1Phase; SinglePackaged3Phase; Split1Phase; Split3Phase |  |  | Defaulted | [8 empty] | Air System equipment subtype
SubType | SubType | enumerated list | none | Floor; Other; Room; SinglePackaged1Phase; SinglePackaged3Phase; Split1Phase; Split3Phase; Wall |  |  | Defaulted | [8 empty] | Air System equipment subtype
SupplementalStorageTankVolume | SuppStorTankVol | decimal | gal |  |  |  | Optional
SupplyAirSegmentReference | SupAirSegRef | reference | none |  | AirSeg
SupplyFlowRated | SupFlowRtd | decimal | ft3 per min |  |  |  | Defaulted
SupplyPlenumZoneReference | SupPlenumZnRef | reference | none |  | ThrmlZn |  | Optional
SystemStoryCount | SysStoryCnt | integer | none |  |  |  | CondRequired
T24DHWType | T24DHWType | integer | none |  |  |  | Required | [8 empty] | This term was created to combine SDD term Size and Type into a numerical value for the T24SDD.DLL
TankCategory | TankCat | enumerated list | none | Boiler; Commercial Instantaneous (TE); Commercial Storage (TE & SBL); Indirect; Instantaneous; Storage |  |  | Optional
TankExteriorInsulationRValue | TankExtInsR | decimal | h ft2 F per Btu |  |  |  | Optional
TankHeight | TankHgt | decimal | ft |  |  |  | Required | No
TankHeightSimulated | TankHgtSim | decimal | ft |  |  |  | CondRequired | No
TankInteriorInsulationRValue | TankIntInsR | decimal | h ft2 F per Btu |  |  |  | Optional
TankLengthToWidthRatio | TankLenToWdRat | decimal |  |  |  |  | CondRequired | No
TankNodeCount | TankNodeCnt | enumerated list | none | 10; 5; 6; 7; 8; 9 |  |  | Required | No
TankRValue | TankR | decimal | h ft2 F per Btu |  |  |  | Required | No
TankShape | TankShape | enumerated list | none | HorizontalCylinder; Rectangular; VerticalCylinder |  |  | Required | No
TankVolume | TankVol | decimal | gal |  |  |  | CondRequired
TankZone | TankZn | enumerated list | none | Conditioned; Outside or in Exterior Closet; Unconditioned |  |  | Optional
TemperatureControl | TempCtrl | enumerated list | none | Fixed; FixedDualSetpoint; OutsideAirReset; Scheduled; WetBulbReset |  |  | Defaulted
TemperatureControl | TempCtrl | enumerated list | none | Fixed; None; Scheduled |  |  | Defaulted
TemperatureSetPointScheduleReference | TempSetptSchRef | reference | none |  |  | Sch | CondRequired
TemperatureSetpointScheduleReference | TempSetptSchRef | reference |  |  |  | Sch | CondRequired
ThermalEfficiency | ThrmlEff | decimal | none |  |  |  | CondRequired | [8 empty] | The full load of a boiler or water heater or heating coil efficiency calculated as the ratio of heat transferred to the water divided by the heat input of the fuel.
ThermalEfficiency | ThrmlEff | decimal | none |  |  |  | CondRequired
TiltAngle | TiltAngle | decimal | deg arc |  |  |  | Optional | [8 empty] | x in 12
TiltPitch | TiltPitch | decimal | none |  |  |  | Optional | [8 empty] | x in 12
TotalAirFlow | TotAirFlow | decimal | ft3 per min |  |  |  | Defaulted | No
TotalBathsServed | TotBathsServed | integer | none |  |  |  | Defaulted
TotalFanHP | TotFanHP | decimal | hp |  |  |  | Required | [8 empty] | The sum of the nameplate rated horsepower (hp) of all fan motors on the cooling tower
TotalHead | TotHd | decimal | ft |  |  |  | Required
TotalInputRating | TotInpRating | decimal | none |  |  |  | Optional
TotalShowersServed | TotShowersServed | integer | none |  |  |  | Defaulted
TotalStaticPressure | TotStaticPress | decimal | in water column |  |  |  | CondRequired | [8 empty] | The design static pressure for the Fan
TotalTankVolume | TotTankVol | decimal | gal |  |  |  | Optional
Type | Type | enumerated list | none | Connector; ExhaustSegment; None; OutsideAir; Relief; Return; Supply |  |  | Compulsory
Type | Type | enumerated list | none | ChilledWater; CondenserWater; HotWater; ServiceHotWater |  |  | Compulsory | [8 empty] | FluidSystemType
Type | Type | enumerated list | none | MakeupFluid; PrimaryReturn; PrimarySupply; SecondaryReturn; SecondarySupply |  |  | Compulsory | [8 empty] | FluidSegmentType
Type | Type | enumerated list | none | AbsorptionSingleEffect; Centrifugal; Reciprocating; Screw; Scroll |  |  | Required | [8 empty] | ChillerType
Type | Type | enumerated list | none | ClosedTower; ClosedTowerEvaporative; OpenTower |  |  | Defaulted | [8 empty] | Heat Rejection Type defined for prescriptive in T24 Table 110.2-G
Type | Type | enumerated list | none | Conventional; HeatPumpPackaged; HeatPumpSplit |  |  | Defaulted
Type | Type | enumerated list | none | HotWater; Steam |  |  | Required
Type | Type | enumerated list | none | ParallelFanBox; SeriesFanBox; Uncontrolled; VAVNoReheatBox; VAVReheatBox |  |  | Compulsory | [8 empty] | TerminalUnitType
Type | Type | enumerated list | none | Energy; Flow |  |  | Required | [8 empty] | ProcessLoadType
Type | Type | enumerated list | none | Direct; Indirect |  |  | Required | [8 empty] | Defines the type of EvaporativeCooler operation
Type | Type | enumerated list | none | Casework; WalkInCooler; WalkInFreezer |  |  | Optional | [8 empty] | RefrigerationEquipmentType
Type | Type | enumerated list | none | ChilledWater; DirectExpansion; VRF |  |  | Compulsory | [8 empty] | CoilCoolingType
Type | Type | enumerated list | none | Furnace; HeatPump; HotWater; Resistance; VRF |  |  | Compulsory | [8 empty] | CoilHeatingType
Type | Type | enumerated list | none | CounterFlow |  |  | Defaulted | [8 empty] | HeatExchangerType
Type | Type | enumerated list | none | Conditioned; Plenum; Unconditioned |  |  | Defaulted | [8 empty] | Defines the type of conditioning in the thermal zone
Type |  | enumerated list | none | (HERS req'd) Parallel Piping; (HERS req'd) Pipe Insulation, All Lines; (HERS req'd) Recirculation, Demand Control Occupancy/Motion; (HERS req'd) Recirculation, Demand Control Push Button; Parallel Piping; Point of Use; Recirculation System Non-Demand Control; Recirculation, Demand Control Occupancy/Motion; Recirculation, Demand Control Push Button; Standard | [11 empty] | This describes the type of mechanism is used to distribute hot water in a dwelling unit in a low-rise residential buildings
Type | Type | enumerated list | none | (HERS req'd) Parallel Piping; (HERS req'd) Pipe Insulation, All Lines; (HERS req'd) Recirculation, Demand Control Occupancy/Motion; (HERS req'd) Recirculation, Demand Control Push Button; (HERS req'd) Recirculation, Non-Demand Control; Insulated and Protected Pipe Below Grade; Parallel Piping; Pipe Insulation, All Lines; Point of Use; Recirculation, Demand Control Occupancy/Motion; Recirculation, Demand Control Push Button; Recirculation, Non-Demand Control; Standard |  |  | Required | [8 empty] | RecirculationDHWSystemType
Type | Type | enumerated list | none | DOASCV; DOASVAV; Exhaust; PVAV; SPVAC; SPVHP; SZAC; SZHP; SZVAVAC; SZVAVHP; VAV |  |  | Compulsory
Type | Type | enumerated list | none | Exhaust; FPFC; Furnace; MiniSplitAC; MiniSplitHP; PTAC; PTHP; PassiveBeam; SZAC; SZHP; VRF; VentilationOnly; WSHP |  |  | Compulsory | [8 empty] | ZoneSystemType
Type | Type | enumerated list | none | Plate; Wheel |  |  | Defaulted
Type | Type | enumerated list | none | ChilledWater |  |  | Required | No
UniformEnergyFactor | UEF | decimal | none |  |  |  | CondRequired | No
UnloadRatioMinimum | UnldRatMin | decimal | none |  |  |  | Defaulted | [8 empty] | The minimum unloading capacity of the Chiller, expressed as a fraction of the rated capacity. Below this level the equipment must cycle to meet the load.
UnloadRatioMinimum | UnldRatMin | decimal | none |  |  |  | Defaulted | [8 empty] | The minimum unloading capacity of the Boiler,expressed as a fraction of the rated capacity. Below this level the equipment must cycle to meet the load.
UnmetCoolingLoadHours | UnmetClgLdHrs | decimal | h |  |  |  | NotInput | [8 empty] | The number of hours during the year when the space temperature is below the heating set point temperature or greater than the cooling set point temperature. UnmetLoadHours are used to determine if resizing is required. If greater than 300 there are rules for adjusting the baseline model to decrease the UnmetLoadHours
UnmetHeatingLoadHours | UnmetHtgLdHrs | decimal | h |  |  |  | NotInput | [8 empty] | The number of hours during the year when the space temperature is below the heating set point temperature or greater than the cooling set point temperature. UnmetLoadHours are used to determine if resizing is required. If greater than 300 there are rules for adjusting the baseline model to decrease the UnmetLoadHours
VariableRefrigerantFlowSystemReference | VRFSysRef | reference | none |  | VRFSys |  | CondRequired | No
VentilationByPrimaryAirConditioningSystem | VentByPriAirCondgSys | boolean | none |  |  |  | Optional | No | 0 | 2
VentilationControlMethod | VentCtrlMthd | enumerated list | none | CO2Sensors; Fixed |  |  | Defaulted | [8 empty] | The method used to determine outside air ventilation needed for each hour in the simulation
VentilationSource | VentSrc | enumerated list | none | Forced; Natural; None |  |  | Required
VentilationSpecificationMethod | VentSpecMthd | enumerated list | none | AirChangesPerHour; FlowPerArea; FlowPerPerson; FlowPerZone; Maximum; NoVentilation; Sum |  |  | Defaulted
VentilationStandardDescription | VentStdDesc | string | none |  |  |  | CondRequired | No
VentilationSystemPriority | VentSysPriority | integer | none |  |  |  | Defaulted
VentilationSystemReference | VentSysRef | reference | none |  | AirSys |  | CondRequired | [8 empty] | Defines the HVAC system that provides ventlation air to the space. The same system might also be the primary source of space heating/cooling. In this case, the PrimAirCondgSysRef property should reference the same system name. Both AirSystem and ZoneSystem are valid object assignments for this property. However, if the ventilation and primary air conditioning systems are different, the ventilation system must be defined as the only AirSystem serving the zone.
ZnSys
Version | Version | string | none |  |  |  |  | No
WaterEconomizerCWSTemperatureMaximum | WtrEconoCWSTempMax | decimal | F |  |  |  | Required | [8 empty] | The control temperature of the condenser water supply temperature above which the water-side economizer is disabled.
WaterEconomizerCWSTemperatureSetpoint | WtrEconoCWSTempSetpt | decimal | F |  |  |  | Required | [8 empty] | The design condenser water supply temperature for the cooling tower in economizer mode.
WaterEconomizerDBTemperatureMaximum | WtrEconoDBTempMax | decimal | F |  |  |  | Required | [8 empty] | The control temperature (outside air dry-bulb temperature) above which the water-side economizer is disabled.
WaterEconomizerHXEffectiveness | WtrEconoHXEff | decimal | none |  |  |  | Required | [8 empty] | Ratio expressing the effectiveness of a water-side heat exchanger at design conditions,dependent on entering and leaving temperatures
WaterEconomizerType | WtrEconoType | enumerated list | none | None; ParallelHeatExchanger; SeriesHeatExchanger; StrainerCycle; ThermoCycle |  |  | Required | [8 empty] | The type of water-side economizer used in cooling.
WaterFlowCapacity | WtrFlowCap | decimal | gal per min |  |  |  | Defaulted
WaterHeaterTankVolume | WtrHtrTankVol | decimal | gal |  |  |  | Optional
WBEnteringTemperature | WBEntTemp | decimal | F | [12 empty] | The wet bulb temperature of the air as it enters cooling equipment.
WesternCoolingChallengeSensibleCreditedCapacity | WCCSensCreditedCap | decimal | Btu per h |  |  |  | Optional | [8 empty] | The Credited Sensible Capacity of WCC certified systems at the WCEC test design conditionsThe ruleset will overwrite the simulated Sensible Capacity with this value for WCC certified systems
WesternCoolingChallengeTotalCreditedCapacity | WCCTotCreditedCap | decimal | Btu per h |  |  |  | Optional | [8 empty] | The Credited Total Capacity of WCC certified systems at the WCEC test design conditionsThe ruleset will overwrite the Simulated Total Capacity with this value for WCC certified systems
WesternCoolingChallengeTotalCreditedEER | WCCTotCreditedEER | decimal | Btu per W h |  |  |  | Optional | [8 empty] | The Credited EER of WCC certified systems at the WCEC test design conditionsThe ruleset will overwrite the Simulated EER with this value for WCC certified systems
WetBulbApproach | WetBulbApproach | decimal | F |  |  |  | CondRequired
ZoneServedReference | ZnServedRef | reference | none |  | ThrmlZn |  | Compulsory
ZoneSystemVentilationConnectionType | ZnSysVentConnectionType | enumerated list | none | Inlet |  |  | Optional | No

## HvacEnumerations
| CBECC NR Term | CBECC NR Term Short Form | Property
AmbientCondition
| Conditioned |  | AmbientCondition
| Unconditioned |  | AmbientCondition
ArrayType
| Fixed (open rack) |  | ArrayType
| Fixed (roof mount) |  | ArrayType
CentrifugalType
| AirFoil |  | CentrifugalType
| BackwardInclined |  | CentrifugalType
| ForwardCurved |  | CentrifugalType
Classification
| Axial |  | Classification
| Centrifugal |  | Classification
CompactDistribution
| Basic Credit |  | CompactDistribution
| Expanded Credit (HERS req'd) |  | CompactDistribution
| not compact |  | CompactDistribution
CompressorZone
| Conditioned |  | CompressorZone
| Outside or in Exterior Closet |  | CompressorZone
| Unconditioned |  | CompressorZone
CondenserType
| Air |  | CondenserType
| Air |  | CondenserType
| Fluid |  | CondenserType
| WaterSource |  | CondenserType
Control
| Advanced DR Control |  | Control
| Basic |  | Control
| Time of Use |  | Control
ControlMethod
| ConstantVolume |  | ControlMethod
| Dampers |  | ControlMethod
| InletVanes |  | ControlMethod
| TwoSpeed |  | ControlMethod
| VariablePitchBlades |  | ControlMethod
| VariableSpeedDrive |  | ControlMethod
ControlPriority
| LoadPriority |  | ControlPriority
| MasterThermostatPriority |  | ControlPriority
ControlSystemType
| DDCToZone |  | ControlSystemType
| Other |  | ControlSystemType
ControlType
| DDC |  | ControlType
| Other |  | ControlType
CoolingControl
| ColdestReset |  | CoolingControl
| Fixed |  | CoolingControl
| FixedDualSetpoint |  | CoolingControl
| NoSATControl |  | CoolingControl
| OutsideAirReset |  | CoolingControl
| Scheduled |  | CoolingControl
| ScheduledDualSetpoint |  | CoolingControl
| WarmestResetFlowFirst |  | CoolingControl
| WarmestResetTemperatureFirst |  | CoolingControl
DaylightingControlType
| Continuous |  | DaylightingControlType
| ContinuousPlusOff |  | DaylightingControlType
| None |  | DaylightingControlType
| SteppedDimming |  | DaylightingControlType
| SteppedDimmingPlusOff |  | DaylightingControlType
| SteppedSwitching |  | DaylightingControlType
DefrostControl
| ExhaustAirRecirculation |  | DefrostControl
| ExhaustOnly |  | DefrostControl
| MinimumExhaustTemperature |  | DefrostControl
| None |  | DefrostControl
DefrostHeatSource
| Electric |  | DefrostHeatSource
| HotGas |  | DefrostHeatSource
DischargePriority
| Chiller |  | DischargePriority
| Storage |  | DischargePriority
DistributionType
| Demand Control (Standard Design for new construction) |  | DistributionType
| No Control (continuous pumping) |  | DistributionType
| No loops or central system pump |  | DistributionType
| Temperature modulation |  | DistributionType
| Temperature modulation and monitoring |  | DistributionType
DraftType
| Condensing |  | DraftType
| MechanicalNoncondensing |  | DraftType
| Natural |  | DraftType
DuctLocation
| Conditioned |  | DuctLocation
| Ductless |  | DuctLocation
| Other |  | DuctLocation
| Unconditioned |  | DuctLocation
EconomizerControlMethod
| DifferentialDryBulb |  | EconomizerControlMethod
| DifferentialDryBulbAndEnthalpy |  | EconomizerControlMethod
| DifferentialEnthalpy |  | EconomizerControlMethod
| FixedDryBulb |  | EconomizerControlMethod
| NoEconomizer |  | EconomizerControlMethod
EconomizerIntegration
| Integrated |  | EconomizerIntegration
| NonIntegrated |  | EconomizerIntegration
ElementType
| Electric Resistance |  | ElementType
| Gas |  | ElementType
| Heat Pump |  | ElementType
ExhaustControlMethod
| COControl |  | ExhaustControlMethod
| ConstantFlowConstantSpeedFan |  | ExhaustControlMethod
| NoCOControl |  | ExhaustControlMethod
| VariableFlowConstantSpeedFan |  | ExhaustControlMethod
| VariableFlowVariableSpeedFan |  | ExhaustControlMethod
ExhaustOperationMode
| CoupledToSystem |  | ExhaustOperationMode
| DecoupledFromSystem |  | ExhaustOperationMode
ExhaustSource
| BothVentilationAndTransfer |  | ExhaustSource
| DirectOutsideAir |  | ExhaustSource
| None |  | ExhaustSource
| TransferFromAdjacentZones |  | ExhaustSource
| VentilationSystem |  | ExhaustSource
ExhaustSystemType
| CommercialKitchen |  | ExhaustSystemType
| General |  | ExhaustSystemType
| HeatRecovery |  | ExhaustSystemType
| Laboratory |  | ExhaustSystemType
| ParkingGarage |  | ExhaustSystemType
| SupplyOnly |  | ExhaustSystemType
FanControl
| Continuous |  | FanControl
| Cycling |  | FanControl
FanPosition
| BlowThrough |  | FanPosition
| Coincident |  | FanPosition
FanType
| Axial |  | FanType
| Centrifugal |  | FanType
FuelSource
| Electric |  | FuelSource
| Electric |  | FuelSource
| Electric |  | FuelSource
| Electricity |  | FuelSource
| Gas |  | FuelSource
| Gas |  | FuelSource
| Gas |  | FuelSource
| Indirect |  | FuelSource
| Oil (no longer valid) |  | FuelSource
| OilNoLongerValid |  | FuelSource
FurnaceIgnitionType
| IntermittentIgnitionDevice |  | FurnaceIgnitionType
| PilotLight |  | FurnaceIgnitionType
FurnaceType
| Fan |  | FurnaceType
| Gravity |  | FurnaceType
GeometrySpecificationMethod
| azimuth and tilt |  | GeometrySpecificationMethod
| reference PVArrayGeom object |  | GeometrySpecificationMethod
HeatPumpDefrostControl
| OnDemand |  | HeatPumpDefrostControl
| TimedCycle |  | HeatPumpDefrostControl
HeatPumpDefrostHeatSource
| Electric |  | HeatPumpDefrostHeatSource
| HotGas |  | HeatPumpDefrostHeatSource
HeatPumpWaterHeaterBrand
| (generic) |  | HeatPumpWaterHeaterBrand
| A. O. Smith |  | HeatPumpWaterHeaterBrand
| American |  | HeatPumpWaterHeaterBrand
| Bradford White |  | HeatPumpWaterHeaterBrand
| EcoSense |  | HeatPumpWaterHeaterBrand
| GE |  | HeatPumpWaterHeaterBrand
| Kenmore |  | HeatPumpWaterHeaterBrand
| Lochinvar |  | HeatPumpWaterHeaterBrand
| Reliance |  | HeatPumpWaterHeaterBrand
| Rheem |  | HeatPumpWaterHeaterBrand
| Richmond |  | HeatPumpWaterHeaterBrand
| Ruud |  | HeatPumpWaterHeaterBrand
| Sanden |  | HeatPumpWaterHeaterBrand
| State |  | HeatPumpWaterHeaterBrand
| Stiebel Eltron |  | HeatPumpWaterHeaterBrand
| US Craftmaster |  | HeatPumpWaterHeaterBrand
| Whirlpool |  | HeatPumpWaterHeaterBrand
HeatPumpWaterHeaterModel
| 10 50 DHPHT 120 (50 gal) |  | HeatPumpWaterHeaterModel
| 10 50 DHPHTNE 120 (50 gal) |  | HeatPumpWaterHeaterModel
| 10 60 DHPT 120 (60 gal) |  | HeatPumpWaterHeaterModel
| 10 66 DHPHT 120 (66 gal) |  | HeatPumpWaterHeaterModel
| 10 66 DHPHTN 120 (66 gal) |  | HeatPumpWaterHeaterModel
| 10 80 DHPHT 120 (80 gal) |  | HeatPumpWaterHeaterModel
| 10 80 DHPHTNE 120 (80 gal) |  | HeatPumpWaterHeaterModel
| 10 80 DHPT 120 (80 gal) |  | HeatPumpWaterHeaterModel
| 10E50-HP4D (50 gal) |  | HeatPumpWaterHeaterModel
| 10E65-HP4D (65 gal) |  | HeatPumpWaterHeaterModel
| 10E80-HP4D (80 gal) |  | HeatPumpWaterHeaterModel
| 12E50-HP (50 gal) |  | HeatPumpWaterHeaterModel
| 12E80-HP (80 gal) |  | HeatPumpWaterHeaterModel
| 153.32116 (60 gal) |  | HeatPumpWaterHeaterModel
| 153.32118 (80 gal) |  | HeatPumpWaterHeaterModel
| 153.5925 (50 gal) |  | HeatPumpWaterHeaterModel
| 153.5926 (60 gal) |  | HeatPumpWaterHeaterModel
| 153.5928 (80 gal) |  | HeatPumpWaterHeaterModel
| 6 50 DHPHT 120 (50 gal) |  | HeatPumpWaterHeaterModel
| 6 66 DHPHT 120 (66 gal) |  | HeatPumpWaterHeaterModel
| 6 80 DHPHT 120 (80 gal) |  | HeatPumpWaterHeaterModel
| 6 80 DHPT 102 (80 gal) |  | HeatPumpWaterHeaterModel
| Accelera 220 E (58 gal) |  | HeatPumpWaterHeaterModel
| Accelera 300/WHP 300 (80 gal) |  | HeatPumpWaterHeaterModel
| BEH50DCEJSB (50 gal) |  | HeatPumpWaterHeaterModel
| BEH80DCEJSB (80 gal) |  | HeatPumpWaterHeaterModel
| EP6 80 DHPT 102 (80 gal) |  | HeatPumpWaterHeaterModel
| EPX 60 DHPT (60 gal) |  | HeatPumpWaterHeaterModel
| EPX 80 DHPT (80 gal) |  | HeatPumpWaterHeaterModel
| FPTU 50 120 (50 gal) |  | HeatPumpWaterHeaterModel
| FPTU 66 120 (66 gal) |  | HeatPumpWaterHeaterModel
| FPTU 80 120 (80 gal) |  | HeatPumpWaterHeaterModel
| GEH50DEEJSC (50 gal) |  | HeatPumpWaterHeaterModel
| GEH50DEEJXXX (50 gal) |  | HeatPumpWaterHeaterModel
| GEH50DFEJSR (50 gal) |  | HeatPumpWaterHeaterModel
| GEH50DHEKSC (50 gal) |  | HeatPumpWaterHeaterModel
| GEH80DEEJSC (80 gal) |  | HeatPumpWaterHeaterModel
| GEH80DFEJSR (80 gal) |  | HeatPumpWaterHeaterModel
| GEH80DHEKSC (80 gal) |  | HeatPumpWaterHeaterModel
| GS3-45HPA-US & GAUS-1315EQTD (83 gal) |  | HeatPumpWaterHeaterModel
| GS3-45HPA-US & GAUS-160QTA (43 gal) |  | HeatPumpWaterHeaterModel
| GS3-45HPA-US & SAN-43SSAQA (43 gal) |  | HeatPumpWaterHeaterModel
| GS3-45HPA-US & SAN-83SSAQA (83 gal) |  | HeatPumpWaterHeaterModel
| GUS-45HPA-US & GAUS-1315EQTD (83 gal) |  | HeatPumpWaterHeaterModel
| GUS-45HPA-US & SAN-83SSAQA (83 gal) |  | HeatPumpWaterHeaterModel
| HB50ES (50 gal) |  | HeatPumpWaterHeaterModel
| HB50RH (50 gal) |  | HeatPumpWaterHeaterModel
| HB50RM (50 gal) |  | HeatPumpWaterHeaterModel
| HB50RU (50 gal) |  | HeatPumpWaterHeaterModel
| HHPT 80 102 (80 gal) |  | HeatPumpWaterHeaterModel
| HP10-50H45DV (50 gal) |  | HeatPumpWaterHeaterModel
| HP10-80H45DV (80 gal) |  | HeatPumpWaterHeaterModel
| HP6 50 DHPT 120 (50 gal) |  | HeatPumpWaterHeaterModel
| HP6 66 DHPT 120 (66 gal) |  | HeatPumpWaterHeaterModel
| HP6 80 DHPT 120 (80 gal) |  | HeatPumpWaterHeaterModel
| HPA051KD 120 (50 gal) |  | HeatPumpWaterHeaterModel
| HPA052KD 120 (50 gal) |  | HeatPumpWaterHeaterModel
| HPA067KD 120 (66 gal) |  | HeatPumpWaterHeaterModel
| HPA068KD 120 (66 gal) |  | HeatPumpWaterHeaterModel
| HPA081KD 120 (80 gal) |  | HeatPumpWaterHeaterModel
| HPA082KD 120 (80 gal) |  | HeatPumpWaterHeaterModel
| HPE10260H045DV (60 gal) |  | HeatPumpWaterHeaterModel
| HPE10280H045DV (80 gal) |  | HeatPumpWaterHeaterModel
| HPE2F80HD045VU 102 (80 gal) |  | HeatPumpWaterHeaterModel
| HPE2K60HD045V (60 gal) |  | HeatPumpWaterHeaterModel
| HPE2K80HD045V (80 gal) |  | HeatPumpWaterHeaterModel
| HPE6280H045DV 102 (80 gal) |  | HeatPumpWaterHeaterModel
| HPHE10250H045DV 102 (50 gal) |  | HeatPumpWaterHeaterModel
| HPHE10250H045DVN 102 (50 gal) |  | HeatPumpWaterHeaterModel
| HPHE10266H045DV 102 (66 gal) |  | HeatPumpWaterHeaterModel
| HPHE10266H045DVN 102 (66 gal) |  | HeatPumpWaterHeaterModel
| HPHE10280H045DV 102 (80 gal) |  | HeatPumpWaterHeaterModel
| HPHE10280H045DVN 102 (80 gal) |  | HeatPumpWaterHeaterModel
| HPHE2F50HD045VU 120 (50 gal) |  | HeatPumpWaterHeaterModel
| HPHE2F66HD045VU 120 (66 gal) |  | HeatPumpWaterHeaterModel
| HPHE2F80HD045VU 120 (80 gal) |  | HeatPumpWaterHeaterModel
| HPHE2K50HD045V 120 (50 gal) |  | HeatPumpWaterHeaterModel
| HPHE2K50HD045VC 120 (50 gal) |  | HeatPumpWaterHeaterModel
| HPHE2K50HD045VN 120 (50 gal) |  | HeatPumpWaterHeaterModel
| HPHE2K50HD045VUN 120 (50 gal) |  | HeatPumpWaterHeaterModel
| HPHE2K66HD045V 120 (66 gal) |  | HeatPumpWaterHeaterModel
| HPHE2K66HD045VC 120 (66 gal) |  | HeatPumpWaterHeaterModel
| HPHE2K66HD045VUN 120 (66 gal) |  | HeatPumpWaterHeaterModel
| HPHE2K80HD045V 120 (80 gal) |  | HeatPumpWaterHeaterModel
| HPHE2K80HD045VC 120 (80 gal) |  | HeatPumpWaterHeaterModel
| HPHE2K80HD045VUN 120 (80 gal) |  | HeatPumpWaterHeaterModel
| HPHE6250H045DV (50 gal) |  | HeatPumpWaterHeaterModel
| HPHE6266H045DV (66 gal) |  | HeatPumpWaterHeaterModel
| HPHE6280H045DV (80 gal) |  | HeatPumpWaterHeaterModel
| HPHE650H045DV (50 gal) |  | HeatPumpWaterHeaterModel
| HPSE2K50HD045V 100 (WP) (50 gal) |  | HeatPumpWaterHeaterModel
| HPSE2K50HD045VC 100 (WP) (50 gal) |  | HeatPumpWaterHeaterModel
| HPSE2K80HD045V (80 gal) |  | HeatPumpWaterHeaterModel
| HPSE2K80HD045VC (80 gal) |  | HeatPumpWaterHeaterModel
| HPTU 50 120 (50 gal) |  | HeatPumpWaterHeaterModel
| HPTU 50N 120 (50 gal) |  | HeatPumpWaterHeaterModel
| HPTU 66 120 (66 gal) |  | HeatPumpWaterHeaterModel
| HPTU 66N 120 (66 gal) |  | HeatPumpWaterHeaterModel
| HPTU 80 120 (80 gal) |  | HeatPumpWaterHeaterModel
| HPTU 80N 120 (80 gal) |  | HeatPumpWaterHeaterModel
| HPX 50 DHPT 120 (50 gal) |  | HeatPumpWaterHeaterModel
| HPX 50 DHPTNE 120 (50 gal) |  | HeatPumpWaterHeaterModel
| HPX 66 DHPT 120 (66 gal) |  | HeatPumpWaterHeaterModel
| HPX 66 DHPTNE 120 (66 gal) |  | HeatPumpWaterHeaterModel
| HPX 80 DHPT 120 (80 gal) |  | HeatPumpWaterHeaterModel
| HPX 80 DHPTNE 120 (80 gal) |  | HeatPumpWaterHeaterModel
| PHPT 60 (60 gal) |  | HeatPumpWaterHeaterModel
| PHPT 80 (80 gal) |  | HeatPumpWaterHeaterModel
| PROPH50 T2 RH245 (50 gal) |  | HeatPumpWaterHeaterModel
| PROPH50 T2 RH350 D (50 gal) |  | HeatPumpWaterHeaterModel
| PROPH50 T2 RH350 DC (50 gal) |  | HeatPumpWaterHeaterModel
| PROPH50 T2 RH350 DCB (50 gal) |  | HeatPumpWaterHeaterModel
| PROPH65 T2 RH350 D (65 gal) |  | HeatPumpWaterHeaterModel
| PROPH65 T2 RH350 D15 (65 gal) |  | HeatPumpWaterHeaterModel
| PROPH65 T2 RH350 DC (65 gal) |  | HeatPumpWaterHeaterModel
| PROPH65 T2 RH350 DCB (65 gal) |  | HeatPumpWaterHeaterModel
| PROPH80 T2 RH245 (80 gal) |  | HeatPumpWaterHeaterModel
| PROPH80 T2 RH350 D (80 gal) |  | HeatPumpWaterHeaterModel
| PROPH80 T2 RH350 D15 (80 gal) |  | HeatPumpWaterHeaterModel
| PROPH80 T2 RH350 DC (80 gal) |  | HeatPumpWaterHeaterModel
| PROPH80 T2 RH350 DCB (80gal) |  | HeatPumpWaterHeaterModel
| PROUH50 T2 RU245 (50 gal) |  | HeatPumpWaterHeaterModel
| PROUH50 T2 RU350 D (50 gal) |  | HeatPumpWaterHeaterModel
| PROUH50 T2 RU350 D15 (50 gal) |  | HeatPumpWaterHeaterModel
| PROUH50 T2 RU350 DCB (50 gal) |  | HeatPumpWaterHeaterModel
| PROUH65 T2 RU350 D (65 gal) |  | HeatPumpWaterHeaterModel
| PROUH65 T2 RU350 D15 (65 gal) |  | HeatPumpWaterHeaterModel
| PROUH65 T2 RU350 DCB (65 gal) |  | HeatPumpWaterHeaterModel
| PROUH80 T2 RU245 (80 gal) |  | HeatPumpWaterHeaterModel
| PROUH80 T2 RU350 D (80 gal) |  | HeatPumpWaterHeaterModel
| PROUH80 T2 RU350 D15 (80 gal) |  | HeatPumpWaterHeaterModel
| PROUH80 T2 RU350 DCB (80 gal) |  | HeatPumpWaterHeaterModel
| RE2H50R10B-1NCWT (50 gal) |  | HeatPumpWaterHeaterModel
| RE2H80R10B-1NCWT (80 gal) |  | HeatPumpWaterHeaterModel
| UEF 2 (50 gal) |  | HeatPumpWaterHeaterModel
| XE50T10HD22U0 (50 gal) |  | HeatPumpWaterHeaterModel
| XE50T10HD50U0 (50 gal) |  | HeatPumpWaterHeaterModel
| XE50T10HD50U1 (50 gal) |  | HeatPumpWaterHeaterModel
| XE50T12EH45U0 (50 gal) |  | HeatPumpWaterHeaterModel
| XE50T12EH45U0W (50 gal) |  | HeatPumpWaterHeaterModel
| XE65T10HD22U0 (65 gal) |  | HeatPumpWaterHeaterModel
| XE65T10HD50U0 (65 gal) |  | HeatPumpWaterHeaterModel
| XE65T10HD50U1 (65 gal) |  | HeatPumpWaterHeaterModel
| XE80T10HD22U0 (80 gal) |  | HeatPumpWaterHeaterModel
| XE80T10HD50U0 (80 gal) |  | HeatPumpWaterHeaterModel
| XE80T10HD50U1 (80 gal) |  | HeatPumpWaterHeaterModel
| XE80T12EH45U0 (80 gal) |  | HeatPumpWaterHeaterModel
| XE80T12EH45U0W (80 gal) |  | HeatPumpWaterHeaterModel
IndoorTypeRated
| Ducted |  | IndoorTypeRated
| NonDucted |  | IndoorTypeRated
LocationSpecificationMethod
| - not specified - |  | LocationSpecificationMethod
| X,Y,Z and height, width |  | LocationSpecificationMethod
ModelingMethod
| BrakeHorsePower |  | ModelingMethod
| Detailed |  | ModelingMethod
| PowerPerUnitFlow |  | ModelingMethod
| PowerPerUnitFlow |  | ModelingMethod
| StaticPressure |  | ModelingMethod
ModulationControl
| Bypass |  | ModulationControl
| Cycling |  | ModulationControl
| TwoSpeed |  | ModulationControl
| VariableSpeedDrive |  | ModulationControl
ModuleType
| Premium |  | ModuleType
| Standard |  | ModuleType
| Thin Film |  | ModuleType
MotorPosition
| InAirStream |  | MotorPosition
| NotInAirStream |  | MotorPosition
MotorType
| Enclosed |  | MotorType
| Open |  | MotorType
NightCycleFanControl
| CycleOnAnyCooling |  | NightCycleFanControl
| CycleOnAnyHeating |  | NightCycleFanControl
| CycleOnCallAnyZone |  | NightCycleFanControl
| CycleOnCallPrimaryZone |  | NightCycleFanControl
| CycleZoneFansOnly |  | NightCycleFanControl
| StaysOff |  | NightCycleFanControl
OperationControl
| OnDemand |  | OperationControl
| Scheduled |  | OperationControl
| StandBy |  | OperationControl
Path
| Direct |  | Path
| Ducted |  | Path
| PlenumZones |  | Path
PipeLocation
| Conditioned |  | PipeLocation
| Conditioned |  | PipeLocation
| SemiConditioned |  | PipeLocation
| Semi-Conditioned |  | PipeLocation
| Unconditioned |  | PipeLocation
| Unconditioned |  | PipeLocation
| Underground |  | PipeLocation
| Underground |  | PipeLocation
RecoveryType
| LatentOnly |  | RecoveryType
| SensibleOnly |  | RecoveryType
| Total |  | RecoveryType
ReheatControlMethod
| DualMaximum |  | ReheatControlMethod
| SingleMaximum |  | ReheatControlMethod
SecondaryAirSource
| OutdoorAir |  | SecondaryAirSource
| ReturnAir |  | SecondaryAirSource
SizeForDedicatedOutdoorAirSystemControl
| Cold |  | SizeForDedicatedOutdoorAirSystemControl
| Neutral |  | SizeForDedicatedOutdoorAirSystemControl
| NeutralDehumidifed |  | SizeForDedicatedOutdoorAirSystemControl
Source
| MunicipalWater |  | Source
| NoExternalSource |  | Source
SpeedControl
| ConstantSpeed |  | SpeedControl
| VariableSpeed |  | SpeedControl
Status
| Altered |  | Status
| Existing |  | Status
| New |  | Status
StorageLocation
| Indoor |  | StorageLocation
| Outdoor |  | StorageLocation
| Underground |  | StorageLocation
StorageLocationSimulated
| Outdoor |  | StorageLocationSimulated
| Zone |  | StorageLocationSimulated
SubType
| CRAC |  | SubType
| CRAH |  | SubType
| Floor |  | SubType
| NA |  | SubType
| Other |  | SubType
| Room |  | SubType
| SinglePackaged1Phase |  | SubType
| SinglePackaged1Phase |  | SubType
| SinglePackaged3Phase |  | SubType
| SinglePackaged3Phase |  | SubType
| Split1Phase |  | SubType
| Split1Phase |  | SubType
| Split3Phase |  | SubType
| Split3Phase |  | SubType
| Wall |  | SubType
TankCategory
| Boiler |  | TankCategory
| Commercial Instantaneous (TE) |  | TankCategory
| Commercial Storage (TE & SBL) |  | TankCategory
| Indirect |  | TankCategory
| Instantaneous |  | TankCategory
| Storage |  | TankCategory
TankNodeCount
| 10 |  | TankNodeCount
| 5 |  | TankNodeCount
| 6 |  | TankNodeCount
| 7 |  | TankNodeCount
| 8 |  | TankNodeCount
| 9 |  | TankNodeCount
TankShape
| HorizontalCylinder |  | TankShape
| Rectangular |  | TankShape
| VerticalCylinder |  | TankShape
TankZone
| Conditioned |  | TankZone
| Outside or in Exterior Closet |  | TankZone
| Unconditioned |  | TankZone
TemperatureControl
| Fixed |  | TemperatureControl
| Fixed |  | TemperatureControl
| FixedDualSetpoint |  | TemperatureControl
| None |  | TemperatureControl
| OutsideAirReset |  | TemperatureControl
| Scheduled |  | TemperatureControl
| Scheduled |  | TemperatureControl
| WetBulbReset |  | TemperatureControl
Type
| (HERS req'd) Parallel Piping |  | Type
| (HERS req'd) Parallel Piping |  | Type
| (HERS req'd) Pipe Insulation, All Lines |  | Type
| (HERS req'd) Pipe Insulation, All Lines |  | Type
| (HERS req'd) Recirculation, Demand Control Occupancy/Motion |  | Type
| (HERS req'd) Recirculation, Demand Control Occupancy/Motion |  | Type
| (HERS req'd) Recirculation, Demand Control Push Button |  | Type
| (HERS req'd) Recirculation, Demand Control Push Button |  | Type
| (HERS req'd) Recirculation, Non-Demand Control |  | Type
| AbsorptionSingleEffect |  | Type
| Baseboard |  | Type
| Casework |  | Type
| Centrifugal |  | Type
| ChilledWater |  | Type
| ChilledWater |  | Type
| ChilledWater |  | Type
| ClosedTower |  | Type
| ClosedTowerEvaporative |  | Type
| CondenserWater |  | Type
| Conditioned |  | Type
| Connector |  | Type
| Conventional |  | Type
| CounterFlow |  | Type
| Direct |  | Type
| DirectExpansion |  | Type
| DOASCV |  | Type
| DOASVAV |  | Type
| Energy |  | Type
| Exhaust |  | Type
| Exhaust |  | Type
| ExhaustSegment |  | Type
| Flow |  | Type
| FPFC |  | Type
| Furnace |  | Type
| Furnace |  | Type
| HeatPump |  | Type
| HeatPumpPackaged |  | Type
| HeatPumpSplit |  | Type
| HotWater |  | Type
| HotWater |  | Type
| HotWater |  | Type
| HV |  | Type
| Indirect |  | Type
| Insulated and Protected Pipe Below Grade |  | Type
| MakeupFluid |  | Type
| MiniSplitAC |  | Type
| MiniSplitHP |  | Type
| OpenTower |  | Type
| OutsideAir |  | Type
| Parallel Piping |  | Type
| Parallel Piping |  | Type
| ParallelFanBox |  | Type
| PassiveBeam |  | Type
| Pipe Insulation, All Lines |  | Type
| Plate |  | Type
| Plenum |  | Type
| Point of Use |  | Type
| Point of Use |  | Type
| PrimaryReturn |  | Type
| PrimarySupply |  | Type
| PTAC |  | Type
| PTHP |  | Type
| PVAV |  | Type
| Reciprocating |  | Type
| Recirculation System Non-Demand Control |  | Type
| Recirculation, Demand Control Occupancy/Motion |  | Type
| Recirculation, Demand Control Occupancy/Motion |  | Type
| Recirculation, Demand Control Push Button |  | Type
| Recirculation, Demand Control Push Button |  | Type
| Recirculation, Non-Demand Control |  | Type
| Relief |  | Type
| Resistance |  | Type
| Return |  | Type
| Screw |  | Type
| Scroll |  | Type
| SecondaryReturn |  | Type
| SecondarySupply |  | Type
| SeriesFanBox |  | Type
| ServiceHotWater |  | Type
| SPVAC |  | Type
| SPVAC |  | Type
| SPVHP |  | Type
| SPVHP |  | Type
| Standard |  | Type
| Standard |  | Type
| Steam |  | Type
| Supply |  | Type
| SZAC |  | Type
| SZAC |  | Type
| SZHP |  | Type
| SZHP |  | Type
| SZVAVAC |  | Type
| SZVAVHP |  | Type
| Unconditioned |  | Type
| Uncontrolled |  | Type
| VAV |  | Type
| VAVNoReheatBox |  | Type
| VAVReheatBox |  | Type
| VentilationOnly |  | Type
| VRF |  | Type
| WalkInCooler |  | Type
| WalkInFreezer |  | Type
| Wheel |  | Type
| WSHP |  | Type
VentilationControlMethod
| CO2Sensors |  | VentilationControlMethod
| Fixed |  | VentilationControlMethod
VentilationSource
| Forced |  | VentilationSource
| None |  | VentilationSource
VentilationSpecificationMethod
| AirChangesPerHour |  | VentilationSpecificationMethod
| FlowPerArea |  | VentilationSpecificationMethod
| FlowPerPerson |  | VentilationSpecificationMethod
| FlowPerZone |  | VentilationSpecificationMethod
| Maximum |  | VentilationSpecificationMethod
| NoVentilation |  | VentilationSpecificationMethod
| Sum |  | VentilationSpecificationMethod
WaterEconomizerType
| None |  | WaterEconomizerType
| ParallelHeatExchanger |  | WaterEconomizerType
| SeriesHeatExchanger |  | WaterEconomizerType
| StrainerCycle |  | WaterEconomizerType
| ThermoCycle |  | WaterEconomizerType
ZoneSystemVentilationConnectionType
| Inlet |  | ZoneSystemVentilationConnectionType

## CompObjects
CBECC NR Term | CBECC NR Term Short Form | Properties | Properties Short Form | CBECC NR Parent | Building Properties | HVAC Properties | Reporting Component | Compliance Use | Components | Definition
CurveCubic | CrvCubic | Coefficient1 | Coef1 | Proj |  |  |  | Optional |  | Curves expressed as cubic equations contain a variable raised to the 3rd power and 2nd power as follows: ax3 + bx2 + cx + d = 0 where the numbers represent exponent values
|  | Coefficient2 | Coef2
|  | Coefficient3 | Coef3
|  | Coefficient4 | Coef4
|  | MaximumOutput | MaxOut
|  | MaximumVariable1 | MaxVar1
|  | MinimumOutput | MinOut
|  | MinimumVariable1 | MinVar1
|  | Name | Name
CurveDoubleQuadratic | CrvDblQuad | Coefficient1 | Coef1 | Proj |  |  |  | Optional |  | These curves consists of two quadratic equations e.g. ax2 + bx + c + dy2 + ey + f = 0 where the numbers represent exponent values
|  | Coefficient2 | Coef2
|  | Coefficient3 | Coef3
|  | Coefficient4 | Coef4
|  | Coefficient5 | Coef5
|  | Coefficient6 | Coef6
|  | MaximumOutput | MaxOut
|  | MaximumVariable1 | MaxVar1
|  | MaximumVariable2 | MaxVar2
|  | MinimumOutput | MinOut
|  | MinimumVariable1 | MinVar1
|  | MinimumVariable2 | MinVar2
|  | Name | Name
CurveLinear | CrvLin | Coefficient1 | Coef1 | Proj |  |  |  | Optional |  | Curves expressed as linear equations consist of variables and constants all with the power of one. For example: ax + by + c = 0
|  | Coefficient2 | Coef2
|  | MaximumOutput | MaxOut
|  | MaximumVariable1 | MaxVar1
|  | MinimumOutput | MinOut
|  | MinimumVariable1 | MinVar1
|  | Name | Name
CurveMapDoubleVariable | CrvMapDblVar | ArrayOutput | ArrayOut | Proj |  |  |  | Optional
|  | ArrayVariable1 | ArrayVar1
|  | ArrayVariable2 | ArrayVar2
|  | InterpolationMethod | InterpMthd
|  | MaximumOutput | MaxOut
|  | MaximumVariable1 | MaxVar1
|  | MaximumVariable2 | MaxVar2
|  | MinimumOutput | MinOut
|  | MinimumVariable1 | MinVar1
|  | MinimumVariable2 | MinVar2
|  | NormalizationPoint | NormalizationPt
|  | Type | Type
|  | UnitTypeOutput | UnitTypeOut
|  | UnitTypeVariable1 | UnitTypeVar1
|  | UnitTypeVariable2 | UnitTypeVar2
CurveMapSingleVariable | CrvMapSglVar | ArrayOutput | ArrayOut | Proj |  |  |  | Optional
|  | ArrayVariable1 | ArrayVar1
|  | InterpolationMethod | InterpMthd
|  | MaximumOutput | MaxOut
|  | MaximumVariable1 | MaxVar1
|  | MinimumOutput | MinOut
|  | MinimumVariable1 | MinVar1
|  | NormalizationPoint | NormalizationPt
|  | Type | Type
|  | UnitTypeOutput | UnitTypeOut
|  | UnitTypeVariable1 | UnitTypeVar1
CurveQuadratic | CrvQuad | Coefficient1 | Coef1 | Proj |  |  |  | Optional |  | Curves expressed as quadratic equations consist of a variable raised to the 2nd power and all other comonents of the equation are to the 1st power. For example: ax2 + bx + c = 0 where 2 represents an exponent value
|  | Coefficient2 | Coef2
|  | Coefficient3 | Coef3
|  | MaximumOutput | MaxOut
|  | MaximumVariable1 | MaxVar1
|  | MinimumOutput | MinOut
|  | MinimumVariable1 | MinVar1
|  | Name | Name
Project | Proj | AnalysisType | AnalysisType |  | AvgElecCost | AnnualSolFrac |  |  | Building; DesignDay; ExternalShadingObject; Holiday; ThermalEnergyStorageModeScheduleDay; BatteryStorageSystem; FluidSystem; PhotoVoltaicArray; PhotoVoltaicArrayGeometry; PhotoVoltaicArrayShade; ResidentialDHWSystemNR; ResidentialDrainWaterHeatRecoverySystemNR; ConstructAssembly; DoorConstruction; FenestrationConstruction; Luminaire; Material; Schedule; ScheduleDay; ScheduleWeek; SpaceFunctionDefaults
|  | AutomaticDaylightingReport | AutoDayltgRpt |  | AvgOtherFuelCost
|  | AutomaticTimeSwitchReport | AutoTimeSwitchRpt |  | CliZn
|  | CALGreenDaylightPowerAdjustmentFactor | CALGreenDayltPAF |  | CliZnCounty
|  | CALGreenDaylightPowerAdjustmentFactorDetailsLocation | CALGreenDayltPAFDetailsLctn |  | CliZnNum
|  | CALGreenExhaustAirRecovery | CALGreenExhAirRcvry |  | DefaultDayltgCtrls
|  | CALGreenExhaustAirRecoveryDetailsLocation | CALGreenExhAirRcvryDetailsLctn |  | DisableDayltgCtrls
|  | CALGreenNarrative | CALGreenNarrative |  | GasType
|  | CALGreenOutdoorLighting | CALGreenOutdrLtg |  | HVACAutoSizing
|  | CALGreenOutdoorLightingDetailsLocation | CALGreenOutdrLtgDetailsLctn |  | HolidayReference
|  | CALGreenServiceHotWaterRestaurant | CALGreenSHWRestaurant |  | Name
|  | CALGreenServiceHotWaterRestaurantDetailsLocation | CALGreenSHWRestaurantDetailsLctn |  | NatGasAvail
|  | CALGreenWarehouse | CALGreenWarehouse |  | OccFrac
|  | CALGreenWarehouseDetailsLocation | CALGreenWarehouseDetailsLctn |  | PermitScope
|  | City | City |  | ProjectCounty
|  | CommercialKitchenMandatoryCompliance | CommKitchenMandComp |  | WeatherStation
|  | CommercialRefrigerationMandatoryCompliance | ComRfrgMandComp |  | WeatherStationNum
|  | ComplexHVACMandatoryCompliance | ComplexHVACMandComp
|  | ComplianceOptionAddition | CompOptAdd
|  | ComplianceOptionAlteration | CompOptAlt
|  | ComplianceOptionDomesticHotWater | CompOptDHW
|  | ComplianceOptionEnvelope | CompOptEnve
|  | ComplianceOptionExisting | CompOptExist
|  | ComplianceOptionLighting | CompOptLtg
|  | ComplianceOptionMechanical | CompOptMech
|  | ComplianceOptionNew | CompOptNew
|  | ComplianceOptionPartialLighting | CompOptPartLtg
|  | ComplianceOptionPartialMechanical | CompOptPartMech
|  | CompliancePathComputerRoom | CompPathComputerRm
|  | CompliancePathDomesticHotWater | CompPathDHW
|  | CompliancePathEnvelope | CompPathEnv
|  | CompliancePathKitchen | CompPathKit
|  | CompliancePathLaboratory | CompPathLab
|  | CompliancePathLighting | CompPathLtg
|  | CompliancePathMechanical | CompPathMech
|  | ComplianceReportPDF | CompReportPDF
|  | ComplianceReportStandard | CompReportStd
|  | ComplianceReportXML | CompReportXML
|  | ComplianceType | CompType
|  | CompressedAirMandatoryCompliance | CompressedAirMandComp
|  | ComputerRoomMandatoryCompliance | ComputerRoomMandComp
|  | DemandResponsiveReport | DemandResponsiveRpt
|  | DocumentAuthorAddress | DocAuthAddress
|  | DocumentAuthorCEAIdentification | DocAuthCEAIdent
|  | DocumentAuthorCity | DocAuthCity
|  | DocumentAuthorCompany | DocAuthCompany
|  | DocumentAuthorName | DocAuthName
|  | DocumentAuthorPhone | DocAuthPhone
|  | DocumentAuthorState | DocAuthState
|  | DocumentAuthorZipcode | DocAuthZipCode
|  | DomesticHotWaterDetailsLocation | DHWDetailsLctn
|  | ElectricalMandatoryCompliance | ElecMandComp
|  | ElevatorLightingVentilationMandatoryCompliance | ElevLtgVentMandComp
|  | EnvelopeDesignerAddress | EnvDsgnrAddress
|  | EnvelopeDesignerCity | EnvDsgnrCity
|  | EnvelopeDesignerCompany | EnvDsgnrCompany
|  | EnvelopeDesignerLicense | EnvDsgnrLicense
|  | EnvelopeDesignerName | EnvDsgnrName
|  | EnvelopeDesignerPhone | EnvDsgnrPhone
|  | EnvelopeDesignerState | EnvDsgnrState
|  | EnvelopeDesignerType | EnvDsgnrType
|  | EnvelopeDesignerZipCode | EnvDsgnrZipCode
|  | EnvelopeDetailsLocation | EnvDetailsLctn
|  | EscalatorSpeedControlMandatoryCompliance | EscalSpdCtrlMandComp
|  | ExceptionalConditionClerestory | ExcptCondClerestory
|  | ExceptionalConditionExteriorLighting | ExcptCondExtLtg
|  | ExceptionalConditionHERSKitchenHood | ExcptCondHERSKitHood
|  | ExceptionalConditionNarrative | ExcptCondNarrative
|  | ExceptionalConditionNoCoolingSystem | ExcptCondNoClgSys
|  | ExceptionalConditionRatedCapacity | ExcptCondRtdCap
|  | ExceptionalConditionWaterHeaterPrescriptive | ExcptCondWtrHtrPrscrp
|  | ExceptionalDesignModelFile | ExcptDsgnModelFile
|  | GeometryInputType | GeometryInpType
|  | InstitutionalTuningPAFReport | InstitutionalTuningPAFRpt
|  | LaboratoryExhaustMandatoryCompliance | LabExhaustMandComp
|  | LightingDesignerAddress | LtgDsgnrAddress
|  | LightingDesignerCity | LtgDsgnrCity
|  | LightingDesignerCompany | LtgDsgnrCompany
|  | LightingDesignerLicense | LtgDsgnrLicense
|  | LightingDesignerName | LtgDsgnrName
|  | LightingDesignerPhone | LtgDsgnrPhone
|  | LightingDesignerState | LtgDsgnrState
|  | LightingDesignerType | LtgDsgnrType
|  | LightingDesignerZipCode | LtgDsgnrZipCode
|  | LightingDetailsLocation | LtgDetailsLctn
|  | LightingOutdoorCompliance | LtgOutdrComp
|  | LightingSignCompliance | LtgSignComp
|  | LightingUnconditionedCompliance | LtgUncondComp
|  | MandatoryComplianceCheck | MandCompChk
|  | MechanicalDesignerAddress | MechDsgnrAddress
|  | MechanicalDesignerCity | MechDsgnrCity
|  | MechanicalDesignerCompany | MechDsgnrCompany
|  | MechanicalDesignerLicense | MechDsgnrLicense
|  | MechanicalDesignerName | MechDsgnrName
|  | MechanicalDesignerPhone | MechDsgnrPhone
|  | MechanicalDesignerState | MechDsgnrState
|  | MechanicalDesignerType | MechDsgnrType
|  | MechanicalDesignerZipCode | MechDsgnrZipCode
|  | MechanicalDetailsLocation | MechDetailsLctn
|  | NRCAEnv02F | NRCAEnv02F
|  | NRCAEnv03F | NRCAEnv03F
|  | NRCALti02A | NRCALti02A
|  | NRCALti03A | NRCALti03A
|  | NRCALti04A | NRCALti04A
|  | NRCALti05A | NRCALti05A
|  | NRCALto02A | NRCALto02A
|  | NRCAPrc01E | NRCAPrc01E
|  | NRCAPrc01F | NRCAPrc01F
|  | NRCAPrc02F | NRCAPrc02F
|  | NRCAPrc03F | NRCAPrc03F
|  | NRCAPrc04F | NRCAPrc04F
|  | NRCAPrc05F | NRCAPrc05F
|  | NRCAPrc06F | NRCAPrc06F
|  | NRCAPrc07F | NRCAPrc07F
|  | NRCAPrc08F | NRCAPrc08F
|  | NRCAPrc12F | NRCAPrc12F
|  | NRCAPrc13F | NRCAPrc13F
|  | NRCAPrc14F | NRCAPrc14F
|  | NRCAPrc15F | NRCAPrc15F
|  | NRCAPrc16A | NRCAPrc16A
|  | NRCIElc01E | NRCIElc01E
|  | NRCIEnv01E | NRCIEnv01E
|  | NRCILti01E | NRCILti01E
|  | NRCILti02E | NRCILti02E
|  | NRCILti03E | NRCILti03E
|  | NRCILti04E | NRCILti04E
|  | NRCILti05E | NRCILti05E
|  | NRCILti06E | NRCILti06E
|  | NRCILto01E | NRCILto01E
|  | NRCILto02E | NRCILto02E
|  | NRCILts01E | NRCILts01E
|  | NRCIMch01E | NRCIMch01E
|  | NRCIPlb01E | NRCIPlb01E
|  | NRCIPlb02E | NRCIPlb02E
|  | NRCIPlb03E | NRCIPlb03E
|  | NRCIPlb21E | NRCIPlb21E
|  | NRCIPlb22E | NRCIPlb22E
|  | NRCISpv01E | NRCISpv01E
|  | NRCISth01E | NRCISth01E
|  | NRCVMch04H | NRCVMch04H
|  | NRCVMch24H | NRCVMch24H
|  | NRCVMch27H | NRCVMch27H
|  | NRCVMch32H | NRCVMch32H
|  | NRCVPlb21H | NRCVPlb21H
|  | NRCVPlb22H | NRCVPlb22H
|  | NarrativeDetails | NarrativeDetails
|  | NumberOfDaysPerQuickAnalysisPeriod | NumOfDaysPerQuickAnalysisPeriod
|  | NumberOfQuickAnalysisPeriods | NumOfQuickAnalysisPeriods
|  | NumberTimeStepsPerHour | NumTimeStepsPerHr
|  | OccupancySensorCountReport | OccSensorCntRpt
|  | OutdoorControlsReport | OutdrCtrlsRpt
|  | ParkingGarageMandatoryCompliance | ParkingGarageMandComp
|  | PhotovoltaicBatterySimulation | PVBattSim
|  | PrescriptiveDaylightingException | PrescriptiveDayltgException
|  | ProcessBoilerMandatoryCompliance | ProcBlrMandComp
|  | ProjectRemarks | ProjRemarks
|  | RefrigerationWarehouseMandatoryCompliance | RfrgWarehouseMandComp
|  | RuleReportFileAppend | RuleReportFileAppend
|  | RuleReportType | RuleReportType
|  | RunPeriodBeginDay | RunPeriodBeginDay
|  | RunPeriodBeginMonth | RunPeriodBeginMonth
|  | RunPeriodEndDay | RunPeriodEndDay
|  | RunPeriodEndMonth | RunPeriodEndMonth
|  | RunPeriodYear | RunPeriodYear
|  | RunTitle | RunTitle
|  | SimpleHVACMandatoryCompliance | SimpleHVACMandComp
|  | SimulateDesignDays | SimDsgnDays
|  | SimulationVariablesDaylighting | SimVarsDayltg
|  | SimulationVariablesFenestration | SimVarsFen
|  | SimulationVariablesFlagSetAll | SimVarsFlagSetAll
|  | SimulationVariablesHVACPrimary | SimVarsHVACPri
|  | SimulationVariablesHVACSecondary | SimVarsHVACSec
|  | SimulationVariablesHVACSecondaryTemperatureFlow | SimVarsHVACSecTempFlow
|  | SimulationVariablesHVACZone | SimVarsHVACZn
|  | SimulationVariablesHVACZoneTemperatureFlow | SimVarsHVACZnTempFlow
|  | SimulationVariablesHeatRecovery | SimVarsHtRcvry
|  | SimulationVariablesSite | SimVarsSite
|  | SimulationVariablesThermalZone | SimVarsThrmlZn
|  | SimulationVariablesVRFSystem | SimVarsVRFSys
|  | SoftwareVersion | SoftwareVersion
|  | SolarReadyMandatoryCompliance | SolReadyMandComp
|  | SolarThermalCompliance | SolThrmlComp
|  | StandardsVersion | StandardsVersion
|  | State | State
|  | StreetAddress | StreetAddress
|  | UseExceptionalDesignModel | UseExcptDsgnModel
|  | VentilationMulitplier | VentMult
|  | VentilationStandard | VentStd
|  | VentilationStandardDescription | VentStdDesc
|  | ZEROCode | ZEROCode
|  | Zipcode | Zipcode

## CompObjProps
Object | CBECC NR Property | CBECC NR Property Short Form | DataType | Units | CompEnumerations | Alias for Property | Compliance Use | CBECC NR Array | XSD ELEMATTRIB minOccurs | XSD ELEMATTRIB maxOccurs | Definition
CurveCubic
| Coefficient1 | Coef1 | decimal | none |  |  | Optional | No
| Coefficient2 | Coef2 | decimal | none |  |  | Optional | No
| Coefficient3 | Coef3 | decimal | none |  |  | Optional | No
| Coefficient4 | Coef4 | decimal | none |  |  | Optional | No
| MaximumOutput | MaxOut | decimal | none |  |  | Optional | No
| MaximumVariable1 | MaxVar1 | decimal | none |  |  | Optional | No
| MinimumOutput | MinOut | decimal | none |  |  | Optional | No
| MinimumVariable1 | MinVar1 | decimal | none |  |  | Optional | No
| Name | Name | string | none |  |  |  | No
CurveDoubleQuadratic
| Coefficient1 | Coef1 | decimal | none |  |  | Optional | No
| Coefficient2 | Coef2 | decimal | none |  |  | Optional | No
| Coefficient3 | Coef3 | decimal | none |  |  | Optional | No
| Coefficient4 | Coef4 | decimal | none |  |  | Optional | No
| Coefficient5 | Coef5 | decimal | none |  |  | Optional | No
| Coefficient6 | Coef6 | decimal | none |  |  | Optional | No
| MaximumOutput | MaxOut | decimal | none |  |  | Optional | No
| MaximumVariable1 | MaxVar1 | decimal | none |  |  | Optional | No
| MaximumVariable2 | MaxVar2 | decimal | none |  |  | Optional | No
| MinimumOutput | MinOut | decimal | none |  |  | Optional | No
| MinimumVariable1 | MinVar1 | decimal | none |  |  | Optional | No
| MinimumVariable2 | MinVar2 | decimal | none |  |  | Optional | No
| Name | Name | string | none |  |  |  | No
CurveLinear
| Coefficient1 | Coef1 | decimal | none |  |  | Optional | No
| Coefficient2 | Coef2 | decimal | none |  |  | Optional | No
| MaximumOutput | MaxOut | decimal | none |  |  | Optional | No
| MaximumVariable1 | MaxVar1 | decimal | none |  |  | Optional | No
| MinimumOutput | MinOut | decimal | none |  |  | Optional | No
| MinimumVariable1 | MinVar1 | decimal | none |  |  | Optional | No
| Name | Name | string | none |  |  |  | No
CurveMapDoubleVariable
| ArrayOutput | ArrayOut | decimal | none |  |  | Optional | No | 0 | 60
| ArrayVariable1 | ArrayVar1 | decimal | none |  |  | Optional | No | 0 | 60
| ArrayVariable2 | ArrayVar2 | decimal | none |  |  | Optional | No | 0 | 60
| InterpolationMethod | InterpMthd | enumerated list | none | EvaluateCurveToLimits; LagrangeInterpolationLinearExtrapolation; LinearInterpolationOfTable |  | Defaulted | No
| MaximumOutput | MaxOut | decimal | none |  |  | Optional | No
| MaximumVariable1 | MaxVar1 | decimal | none |  |  | Optional | No
| MaximumVariable2 | MaxVar2 | decimal | none |  |  | Optional | No
| MinimumOutput | MinOut | decimal | none |  |  | Optional | No
| MinimumVariable1 | MinVar1 | decimal | none |  |  | Optional | No
| MinimumVariable2 | MinVar2 | decimal | none |  |  | Optional | No
| NormalizationPoint | NormalizationPt | decimal | none |  |  | Optional | No
| Type | Type | enumerated list | none | BiQuadratic; QuadraticLinear |  | Required | No
| UnitTypeOutput | UnitTypeOut | enumerated list | none | Capacity; DimensionlessOutput; PowerOutput |  | Defaulted | No
| UnitTypeVariable1 | UnitTypeVar1 | enumerated list | none | Dimensionless; Distance; MassFlow; Power; Temperature; VolumetricFlow |  | Defaulted | No
| UnitTypeVariable2 | UnitTypeVar2 | enumerated list | none | Dimensionless_Var2; Distance_Var2; MassFlow_Var2; Power_Var2; Temperature_Var2; VolumetricFlow_Var2 |  | Defaulted | No
CurveMapSingleVariable
| ArrayOutput | ArrayOut | decimal | none |  |  | Optional | No | 0 | 30
| ArrayVariable1 | ArrayVar1 | decimal | none |  |  | Optional | No | 0 | 30
| InterpolationMethod | InterpMthd | enumerated list | none | EvaluateCurveToLimits; LagrangeInterpolationLinearExtrapolation; LinearInterpolationOfTable |  | Defaulted | No
| MaximumOutput | MaxOut | decimal | none |  |  | Optional | No
| MaximumVariable1 | MaxVar1 | decimal | none |  |  | Optional | No
| MinimumOutput | MinOut | decimal | none |  |  | Optional | No
| MinimumVariable1 | MinVar1 | decimal | none |  |  | Optional | No
| NormalizationPoint | NormalizationPt | decimal | none |  |  | Optional | No
| Type | Type | enumerated list | none | Cubic; Exponent; Linear; Quadratic; Quartic |  | Required | No
| UnitTypeOutput | UnitTypeOut | enumerated list | none | Capacity; DimensionlessOutput; PowerOutput |  | Defaulted | No
| UnitTypeVariable1 | UnitTypeVar1 | enumerated list | none | Dimensionless; Distance; MassFlow; Power; Temperature; VolumetricFlow |  | Defaulted | No
CurveQuadratic
| Coefficient1 | Coef1 | decimal | none |  |  | Optional | No
| Coefficient2 | Coef2 | decimal | none |  |  | Optional | No
| Coefficient3 | Coef3 | decimal | none |  |  | Optional | No
| MaximumOutput | MaxOut | decimal | none |  |  | Optional | No
| MaximumVariable1 | MaxVar1 | decimal | none |  |  | Optional | No
| MinimumOutput | MinOut | decimal | none |  |  | Optional | No
| MinimumVariable1 | MinVar1 | decimal | none |  |  | Optional | No
| Name | Name | string | none |  |  |  | No
Project
| AnalysisType |  | enumerated list | none | Title24Compliance; Title24ProposedOnly |  | Required
| AutomaticDaylightingReport | AutoDayltgRpt | boolean | none |  |  | Defaulted
| AutomaticTimeSwitchReport | AutoTimeSwitchRpt | boolean | none |  |  | Defaulted
| CALGreenDaylightPowerAdjustmentFactor | CALGreenDayltPAF | boolean | none |  |  | Optional | No
| CALGreenDaylightPowerAdjustmentFactorDetailsLocation | CALGreenDayltPAFDetailsLctn | string | none |  |  | Optional | No
| CALGreenExhaustAirRecovery | CALGreenExhAirRcvry | boolean | none |  |  | Optional | No
| CALGreenExhaustAirRecoveryDetailsLocation | CALGreenExhAirRcvryDetailsLctn | string | none |  |  | Optional | No
| CALGreenNarrative | CALGreenNarrative | string | none |  |  | Optional | No
| CALGreenOutdoorLighting | CALGreenOutdrLtg | boolean | none |  |  | Optional | No
| CALGreenOutdoorLightingDetailsLocation | CALGreenOutdrLtgDetailsLctn | string | none |  |  | Optional | No
| CALGreenServiceHotWaterRestaurant | CALGreenSHWRestaurant | boolean | none |  |  | Optional | No
| CALGreenServiceHotWaterRestaurantDetailsLocation | CALGreenSHWRestaurantDetailsLctn | string | none |  |  | Optional | No
| CALGreenWarehouse | CALGreenWarehouse | boolean | none |  |  | Optional | No
| CALGreenWarehouseDetailsLocation | CALGreenWarehouseDetailsLctn | string | none |  |  | Optional | No
| City |  | string | none |  |  | Optional |  |  |  | This is a string representing a city in an address.
| CommercialKitchenMandatoryCompliance | CommKitchenMandComp |  | none |  | MandatoryCompliance | Defaulted
| CommercialRefrigerationMandatoryCompliance | ComRfrgMandComp |  | none |  | MandatoryCompliance | Defaulted
| ComplexHVACMandatoryCompliance | ComplexHVACMandComp |  | none |  | MandatoryCompliance | Defaulted
| ComplianceOptionAddition | CompOptAdd | boolean | none |  |  | Required | No
| ComplianceOptionAlteration | CompOptAlt | boolean | none |  |  | Required | No
| ComplianceOptionDomesticHotWater | CompOptDHW | boolean | none |  |  | Required | No
| ComplianceOptionEnvelope | CompOptEnve | boolean | none |  |  | Required | No
| ComplianceOptionExisting | CompOptExist | boolean | none |  |  | Required | No
| ComplianceOptionLighting | CompOptLtg | boolean | none |  |  | Required | No
| ComplianceOptionMechanical | CompOptMech | boolean | none |  |  | Required | No
| ComplianceOptionNew | CompOptNew | boolean | none |  |  | Required | No
| ComplianceOptionPartialLighting | CompOptPartLtg | boolean | none |  |  | Required | No
| ComplianceOptionPartialMechanical | CompOptPartMech | boolean | none |  |  | Required | No
| CompliancePathComputerRoom | CompPathComputerRm |  | none |  | CompliancePath | Defaulted
| CompliancePathDomesticHotWater | CompPathDHW |  | none |  | CompliancePath | Defaulted
| CompliancePathEnvelope | CompPathEnv |  | none |  | CompliancePath | Defaulted
| CompliancePathKitchen | CompPathKit |  | none |  | CompliancePath | Defaulted
| CompliancePathLaboratory | CompPathLab |  | none |  | CompliancePath | Defaulted
| CompliancePathLighting | CompPathLtg |  | none |  | CompliancePath | Defaulted
| CompliancePathMechanical | CompPathMech |  | none |  | CompliancePath | Defaulted
| ComplianceReportPDF | CompReportPDF | boolean | none |  |  | Optional
| ComplianceReportStandard | CompReportStd | boolean | none |  |  | Optional
| ComplianceReportXML | CompReportXML | boolean | none |  |  | Optional
| ComplianceType | CompType | enumerated list | none | AdditionComplete; AdditionEnvelope; AdditionEnvelopeAndLighting; AdditionEnvelopeAndLightingAndPartialMechanical; AdditionEnvelopeAndMechanical; AdditionEnvelopeAndPartialLighting; AdditionEnvelopeAndPartialLightingAndPartialMechanical; AdditionMechanical; AdditionMechanicalAndLighting; AdditionMechanicalAndPartialLighting; ExistingAdditionAndAlteration; ExistingAlteration; NewComplete; NewEnvelope; NewEnvelopeAndLighting; NewEnvelopeAndLightingAndPartialMechanical; NewEnvelopeAndMechanical; NewEnvelopeAndPartialLighting; NewEnvelopeAndPartialLightingAndPartialMechanical; NewMechanical; NewMechanicalAndLighting; NewMechanicalAndPartialLighting |  | Compulsory
| CompressedAirMandatoryCompliance | CompressedAirMandComp |  | none |  | MandatoryCompliance | Defaulted
| ComputerRoomMandatoryCompliance | ComputerRoomMandComp |  | none |  | MandatoryCompliance | Defaulted
| DemandResponsiveReport | DemandResponsiveRpt | boolean | none |  |  | Defaulted
| DocumentAuthorAddress | DocAuthAddress |  | none |  | StreetAddress |  |  | 0
| DocumentAuthorCEAIdentification | DocAuthCEAIdent |  | none |  | ProfessionalCertificationNumber |  |  | 0
| DocumentAuthorCity | DocAuthCity |  | none |  | City |  |  | 0
| DocumentAuthorCompany | DocAuthCompany |  | none |  | Company |  |  | 0
| DocumentAuthorName | DocAuthName |  | none |  | PersonFullName |  |  | 0
| DocumentAuthorPhone | DocAuthPhone |  | none |  | PhoneNumber |  |  | 0
| DocumentAuthorState | DocAuthState |  | none |  | State |  |  | 0
| DocumentAuthorZipcode | DocAuthZipCode |  | none |  |  |  |  | 0
| DomesticHotWaterDetailsLocation | DHWDetailsLctn | string | none |  |  | Optional
| ElectricalMandatoryCompliance | ElecMandComp |  | none |  | MandatoryCompliance | Defaulted
| ElevatorLightingVentilationMandatoryCompliance | ElevLtgVentMandComp |  | none |  | MandatoryCompliance | Defaulted
| EnvelopeDesignerAddress | EnvDsgnrAddress |  | none |  | StreetAddress | Optional
| EnvelopeDesignerCity | EnvDsgnrCity |  | none |  | City | Optional
| EnvelopeDesignerCompany | EnvDsgnrCompany |  | none |  | Company | Optional |  | 0
| EnvelopeDesignerLicense | EnvDsgnrLicense |  | none |  | LicenseNumber | Optional |  | 0
| EnvelopeDesignerName | EnvDsgnrName |  | none |  | PersonFullName | Optional |  | 0
| EnvelopeDesignerPhone | EnvDsgnrPhone |  | none |  | PhoneNumber | Optional
| EnvelopeDesignerState | EnvDsgnrState |  | none |  | State | Optional
| EnvelopeDesignerType | EnvDsgnrType |  | none |  | DesignerType
| EnvelopeDesignerZipCode | EnvDsgnrZipCode |  | none |  |  | Optional
| EnvelopeDetailsLocation | EnvDetailsLctn | string | none |  |  | Optional
| EscalatorSpeedControlMandatoryCompliance | EscalSpdCtrlMandComp |  | none |  | MandatoryCompliance | Defaulted
| ExceptionalConditionClerestory | ExcptCondClerestory | enumerated list |  | No_NR_Perf; Yes_NR_Perf |  | Defaulted | No
| ExceptionalConditionExteriorLighting | ExcptCondExtLtg | enumerated list |  | No_NR_Perf; Yes_NR_Perf |  | Required
| ExceptionalConditionHERSKitchenHood | ExcptCondHERSKitHood | enumerated list |  | No_NR_Perf; Yes_NR_Perf |  | Defaulted | No
| ExceptionalConditionNarrative | ExcptCondNarrative | enumerated list |  | No_NR_Perf; Yes_NR_Perf |  | Required
| ExceptionalConditionNoCoolingSystem | ExcptCondNoClgSys | enumerated list |  | No_NR_Perf; Yes_NR_Perf |  | Required
| ExceptionalConditionRatedCapacity | ExcptCondRtdCap | enumerated list |  | No_NR_Perf; Yes_NR_Perf |  | Required
| ExceptionalConditionWaterHeaterPrescriptive | ExcptCondWtrHtrPrscrp | enumerated list |  | No_NR_Perf; Yes_NR_Perf |  | Required | No
| ExceptionalDesignModelFile | ExcptDsgnModelFile | string | none |  |  | Optional
| GeometryInputType | GeometryInpType | enumerated list | none | Detailed; Simplified |  |  | No
| InstitutionalTuningPAFReport | InstitutionalTuningPAFRpt | boolean | none |  |  | Defaulted
| LaboratoryExhaustMandatoryCompliance | LabExhaustMandComp |  | none |  | MandatoryCompliance | Defaulted
| LightingDesignerAddress | LtgDsgnrAddress |  | none |  | StreetAddress | Optional
| LightingDesignerCity | LtgDsgnrCity |  | none |  | City | Optional
| LightingDesignerCompany | LtgDsgnrCompany |  | none |  | Company | Optional |  | 0
| LightingDesignerLicense | LtgDsgnrLicense |  | none |  | LicenseNumber | Optional |  | 0
| LightingDesignerName | LtgDsgnrName |  | none |  | PersonFullName | Optional |  | 0
| LightingDesignerPhone | LtgDsgnrPhone |  | none |  | PhoneNumber | Optional
| LightingDesignerState | LtgDsgnrState |  | none |  | State | Optional
| LightingDesignerType | LtgDsgnrType |  | none |  | DesignerType
| LightingDesignerZipCode | LtgDsgnrZipCode |  | none |  |  | Optional
| LightingDetailsLocation | LtgDetailsLctn | string | none |  |  | Optional
| LightingOutdoorCompliance | LtgOutdrComp |  | none |  | LightingCompliance | Defaulted
| LightingSignCompliance | LtgSignComp |  | none |  | LightingCompliance | Defaulted
| LightingUnconditionedCompliance | LtgUncondComp |  | none |  | LightingCompliance | Defaulted
| MandatoryComplianceCheck | MandCompChk | boolean | none |  |  | Defaulted
| MechanicalDesignerAddress | MechDsgnrAddress |  | none |  | StreetAddress | Optional
| MechanicalDesignerCity | MechDsgnrCity |  | none |  | City | Optional
| MechanicalDesignerCompany | MechDsgnrCompany |  | none |  | Company | Optional |  | 0
| MechanicalDesignerLicense | MechDsgnrLicense |  | none |  | LicenseNumber | Optional |  | 0
| MechanicalDesignerName | MechDsgnrName |  | none |  | PersonFullName | Optional |  | 0
| MechanicalDesignerPhone | MechDsgnrPhone |  | none |  | PhoneNumber | Optional
| MechanicalDesignerState | MechDsgnrState |  | none |  | State | Optional
| MechanicalDesignerType | MechDsgnrType |  | none |  | DesignerType
| MechanicalDesignerZipCode | MechDsgnrZipCode |  | none |  |  | Optional
| MechanicalDetailsLocation | MechDetailsLctn | string | none |  |  | Optional
| NarrativeDetails | NarrativeDetails | string | none |  |  | Optional
| NRCAEnv02F | NRCAEnv02F | boolean | none |  |  | Defaulted
| NRCAEnv03F | NRCAEnv03F | boolean | none |  |  | Defaulted | No
| NRCALti02A | NRCALti02A | boolean | none |  |  | Defaulted
| NRCALti03A | NRCALti03A | boolean | none |  |  | Defaulted
| NRCALti04A | NRCALti04A | boolean | none |  |  | Defaulted
| NRCALti05A | NRCALti05A | boolean | none |  |  | Defaulted
| NRCALto02A | NRCALto02A | boolean | none |  |  | Defaulted
| NRCAPrc01E | NRCAPrc01E | boolean | none |  |  | Defaulted
| NRCAPrc01F | NRCAPrc01F | boolean | none |  |  | Defaulted
| NRCAPrc02F | NRCAPrc02F | boolean | none |  |  | Defaulted
| NRCAPrc03F | NRCAPrc03F | boolean | none |  |  | Defaulted
| NRCAPrc04F | NRCAPrc04F | boolean | none |  |  | Defaulted
| NRCAPrc05F | NRCAPrc05F | boolean | none |  |  | Defaulted
| NRCAPrc06F | NRCAPrc06F | boolean | none |  |  | Defaulted
| NRCAPrc07F | NRCAPrc07F | boolean | none |  |  | Defaulted
| NRCAPrc08F | NRCAPrc08F | boolean | none |  |  | Defaulted
| NRCAPrc12F | NRCAPrc12F | boolean | none |  |  | Defaulted
| NRCAPrc13F | NRCAPrc13F | boolean | none |  |  | Defaulted
| NRCAPrc14F | NRCAPrc14F | boolean | none |  |  | Defaulted | No
| NRCAPrc15F | NRCAPrc15F | boolean | none |  |  | Defaulted | No
| NRCAPrc16A | NRCAPrc16A | boolean | none |  |  | Defaulted | No
| NRCIElc01E | NRCIElc01E | boolean | none |  |  | Defaulted
| NRCIEnv01E | NRCIEnv01E | boolean | none |  |  | Defaulted
| NRCILti01E | NRCILti01E | boolean | none |  |  | Defaulted
| NRCILti02E | NRCILti02E | boolean | none |  |  | Defaulted
| NRCILti03E | NRCILti03E | boolean | none |  |  | Defaulted
| NRCILti04E | NRCILti04E | boolean | none |  |  | Defaulted
| NRCILti05E | NRCILti05E | boolean | none |  |  | Defaulted
| NRCILti06E | NRCILti06E | boolean | none |  |  | Defaulted
| NRCILto01E | NRCILto01E | boolean | none |  |  | Defaulted
| NRCILto02E | NRCILto02E | boolean | none |  |  | Defaulted
| NRCILts01E | NRCILts01E | boolean | none |  |  | Defaulted
| NRCIMch01E | NRCIMch01E | boolean | none |  |  | Defaulted
| NRCIPlb01E | NRCIPlb01E | boolean | none |  |  | Defaulted
| NRCIPlb02E | NRCIPlb02E | boolean | none |  |  | Defaulted
| NRCIPlb03E | NRCIPlb03E | boolean | none |  |  | Defaulted
| NRCIPlb21E | NRCIPlb21E | boolean | none |  |  | Defaulted
| NRCIPlb22E | NRCIPlb22E | boolean | none |  |  | Defaulted
| NRCISpv01E | NRCISpv01E | boolean | none |  |  | Defaulted
| NRCISth01E | NRCISth01E | boolean | none |  |  | Defaulted
| NRCVMch04H | NRCVMch04H | boolean | none |  |  | Defaulted
| NRCVMch24H | NRCVMch24H | boolean | none |  |  | Defaulted | No
| NRCVMch27H | NRCVMch27H | boolean | none |  |  | Defaulted | No
| NRCVMch32H | NRCVMch32H | boolean | none |  |  | Defaulted | No
| NRCVPlb21H | NRCVPlb21H | boolean | none |  |  | Defaulted
| NRCVPlb22H | NRCVPlb22H | boolean | none |  |  | Defaulted
| NumberOfDaysPerQuickAnalysisPeriod | NumOfDaysPerQuickAnalysisPeriod | integer | none |  |  |  | No
| NumberOfQuickAnalysisPeriods | NumOfQuickAnalysisPeriods | integer | none |  |  |  | No
| NumberTimeStepsPerHour | NumTimeStepsPerHr | integer | none |  |  |  | No
| OccupancySensorCountReport | OccSensorCntRpt | boolean | none |  |  | Defaulted
| OutdoorControlsReport | OutdrCtrlsRpt | boolean | none |  |  | Defaulted
| ParkingGarageMandatoryCompliance | ParkingGarageMandComp |  | none |  | MandatoryCompliance | Defaulted
| PhotovoltaicBatterySimulation | PVBattSim | boolean | none |  |  | Optional | No
| PrescriptiveDaylightingException | PrescriptiveDayltgException | enumerated list |  | No_NR_Perf; Yes_NR_Perf |  | Defaulted | No
| ProcessBoilerMandatoryCompliance | ProcBlrMandComp |  | none |  | MandatoryCompliance | Defaulted
| ProjectRemarks | ProjRemarks | string | none |  |  | Optional
| RefrigerationWarehouseMandatoryCompliance | RfrgWarehouseMandComp |  | none |  | MandatoryCompliance | Defaulted
| RuleReportFileAppend | RuleReportFileAppend | enumerated list | none | _csv; _Envelope_csv; _FanPowerAdjustment_csv; _HvacPrimary_csv; _HvacSecondary_csv; _HvacSecondarySizing_csv; _SpaceLoadsElectricity_csv; _SpaceLoadsFuel_csv |  | Optional
| RuleReportType | RuleReportType | enumerated list | none | ModelReport_Envelope; ModelReport_FanPowerAdjustment; ModelReport_HvacPrimary; ModelReport_HvacSecondary; ModelReport_HvacSecondarySizing; ModelReport_Space_InteriorLoadsElec; ModelReport_Space_InteriorLoadsFuel; ModelReport_VentilationExhaust; None |  | Optional
| RunPeriodBeginDay | RunPeriodBeginDay | integer | none |  |  |  | No |  |  | 1 in annual runs, 0 when simulating design days only
| RunPeriodBeginMonth | RunPeriodBeginMonth | integer | none |  |  |  | No |  |  | 1 in annual runs, 0 when simulating design days only
| RunPeriodEndDay | RunPeriodEndDay | integer | none |  |  |  | No |  |  | 31 in annual runs, 0 when simulating design days only
| RunPeriodEndMonth | RunPeriodEndMonth | integer | none |  |  |  | No |  |  | 12 in annual runs, 0 when simulating design days only
| RunPeriodYear | RunPeriodYear | integer | none |  |  |  | No |  |  | 2009 in annual runs, 0 when simulating design days only
| RunTitle | RunTitle | string | none |  |  | Optional |  |  |  | This is a longer descriptive phrase than the project name and describes the compliance run.
| SimpleHVACMandatoryCompliance | SimpleHVACMandComp |  | none |  | MandatoryCompliance | Defaulted
| SimulateDesignDays | SimDsgnDays | boolean | none |  |  |  | No |  |  | Part of determination of whether DDY-defined design days are to be simulated. DDY-based design days should be simulated if EITHER Proj:HVACAutoSizing OR Proj:SimDsgnDays flags are set.
| SimulationVariablesDaylighting | SimVarsDayltg | boolean | none |  |  |  | No
| SimulationVariablesFenestration | SimVarsFen | boolean | none |  |  | Optional | No
| SimulationVariablesFlagSetAll | SimVarsFlagSetAll | boolean | none |  |  | Optional | No
| SimulationVariablesHeatRecovery | SimVarsHtRcvry | boolean | none |  |  | Optional | No
| SimulationVariablesHVACPrimary | SimVarsHVACPri | boolean | none |  |  |  | No
| SimulationVariablesHVACSecondary | SimVarsHVACSec | boolean | none |  |  |  | No
| SimulationVariablesHVACSecondaryTemperatureFlow | SimVarsHVACSecTempFlow | boolean | none |  |  | Optional | No
| SimulationVariablesHVACZone | SimVarsHVACZn | boolean | none |  |  |  | No
| SimulationVariablesHVACZoneTemperatureFlow | SimVarsHVACZnTempFlow | boolean | none |  |  | Optional | No
| SimulationVariablesSite | SimVarsSite | boolean | none |  |  |  | No
| SimulationVariablesThermalZone | SimVarsThrmlZn | boolean | none |  |  |  | No
| SimulationVariablesVRFSystem | SimVarsVRFSys | boolean | none |  |  | Optional | No
| SoftwareVersion | SoftwareVersion | string | none |  |  | Required
| SolarReadyMandatoryCompliance | SolReadyMandComp |  | none |  | MandatoryCompliance | Defaulted
| SolarThermalCompliance | SolThrmlComp | enumerated list | none | NA_NR_Perf; Yes_NR_Perf |  | Defaulted
| StandardsVersion | StandardsVersion | enumerated list | none | Compliance2016; Compliance2019 |  | Defaulted
| State |  | string | none |  |  | Optional |  |  |  | Two capital letters representing a state in an address associated with the project or a person on the project.
| StreetAddress |  | string | none |  |  | Optional |  |  |  | This value is a string to hold street information in an address associated with a project or a person on the project.
| UseExceptionalDesignModel | UseExcptDsgnModel | boolean | none |  |  | Optional
| VentilationMulitplier | VentMult | decimal | none |  |  | Defaulted
| VentilationStandard | VentStd | enumerated list | none | T24_2019; VentilationStandardOther |  | Defaulted
| VentilationStandardDescription | VentStdDesc | string | none |  |  | Optional | No
| ZEROCode | ZEROCode | boolean | none |  |  | Optional | No
| Zipcode |  | integer | none |  |  | Optional | No

## CompProperties
CBECC NR Term | CBECC NR Term Short Form | DataType | Units | CompEnumerations | Alias for Property | Compliance Use | CBECC NR Array | XSD ELEMATTRIB minOccurs | XSD ELEMATTRIB maxOccurs | Definition
_DocumentationOnly |  | string | none
AcceptanceTestRequired | AcceptanceTestReq | boolean | none |  |  | Defaulted
AddCoolingSystem | AddClgSys | boolean | none |  |  | Optional | No
AHU_ModelNumberAHRI |  | string | none
AirflowMeasuringDeviceManufacturer |  | string | none
AirflowMeasuringDeviceModelNumber |  | string | none
AirflowMethod |  | enumerated list | none | CoolingSystemMethod; DefaultAirFlowMethod; HeatingSystemMethod; MeasuredAirFlowMethod
AnalysisType |  | enumerated list | none | Title24Compliance; Title24ProposedOnly |  | Required
ArrayOutput | ArrayOut | decimal | none |  |  | Optional | No | 0 | 60
ArrayOutput | ArrayOut | decimal | none |  |  | Optional | No | 0 | 30
ArrayVariable1 | ArrayVar1 | decimal | none |  |  | Optional | No | 0 | 60
ArrayVariable1 | ArrayVar1 | decimal | none |  |  | Optional | No | 0 | 30
ArrayVariable2 | ArrayVar2 | decimal | none |  |  | Optional | No | 0 | 60
AutomaticDaylightingReport | AutoDayltgRpt | boolean | none |  |  | Defaulted
AutomaticTimeSwitchReport | AutoTimeSwitchRpt | boolean | none |  |  | Defaulted
Brand | Brand | string | none |  |  | Optional
BuildingEnergyModelVersion | BuildingEnergyModelVersion | integer | none |  |  | Optional
BuildingInputFileName |  | string | none | [6 empty] | The name of the building file used in the compliance performance analysis
BuildingLightingPowerAllowedConditioned |  | decimal | W |  |  |  | No
BuildingLightingPowerAllowedUnconditioned |  | decimal | W |  |  |  | No
BuildingPlanReference |  | string | none
BuriedReport | BuriedReport | decimal | none |  |  | Optional
CalculationsAndRules |  | string | none | [6 empty] | This is a documentation tag for instructions on how to calculate a property or the rules for applying it.
CALGreenDaylightPowerAdjustmentFactor | CALGreenDayltPAF | boolean | none |  |  | Optional | No
CALGreenDaylightPowerAdjustmentFactorDetailsLocation | CALGreenDayltPAFDetailsLctn | string | none |  |  | Optional | No
CALGreenExhaustAirRecovery | CALGreenExhAirRcvry | boolean | none |  |  | Optional | No
CALGreenExhaustAirRecoveryDetailsLocation | CALGreenExhAirRcvryDetailsLctn | string | none |  |  | Optional | No
CALGreenNarrative | CALGreenNarrative | string | none |  |  | Optional | No
CALGreenOutdoorLighting | CALGreenOutdrLtg | boolean | none |  |  | Optional | No
CALGreenOutdoorLightingDetailsLocation | CALGreenOutdrLtgDetailsLctn | string | none |  |  | Optional | No
CALGreenServiceHotWaterRestaurant | CALGreenSHWRestaurant | boolean | none |  |  | Optional | No
CALGreenServiceHotWaterRestaurantDetailsLocation | CALGreenSHWRestaurantDetailsLctn | string | none |  |  | Optional | No
CALGreenWarehouse | CALGreenWarehouse | boolean | none |  |  | Optional | No
CALGreenWarehouseDetailsLocation | CALGreenWarehouseDetailsLctn | string | none |  |  | Optional | No
CaliforniaFlexibleInstall | CalFlexibleInstall | boolean | none |  |  | Defaulted | No |  |  | California Flexible Installation (CFI) of photovoltaics (PV) requires all PV modlues at the same tilt as the roof with pitch between 0:12 and 7:12 a range of 150 to 270 degrees for azimuth.
City |  | string | none |  |  | Optional |  |  |  | This is a string representing a city in an address.
Coefficient1 | Coef1 | decimal | none |  |  | Optional | No
Coefficient2 | Coef2 | decimal | none |  |  | Optional | No
Coefficient3 | Coef3 | decimal | none |  |  | Optional | No
Coefficient4 | Coef4 | decimal | none |  |  | Optional | No
Coefficient5 | Coef5 | decimal | none |  |  | Optional | No
Coefficient6 | Coef6 | decimal | none |  |  | Optional | No
CommercialKitchenMandatoryCompliance | CommKitchenMandComp |  | none |  | MandComp | Defaulted
CommercialRefrigerationEPD | CommRfrgEPD | decimal | W per ft2 |  |  |  | No
CommercialRefrigerationMandatoryCompliance | ComRfrgMandComp |  | none |  | MandComp | Defaulted
Company |  | name | none
ComplexHVACMandatoryCompliance | ComplexHVACMandComp |  | none |  | MandComp | Defaulted
ComplianceApplicationDate |  | datetime | none
ComplianceDocumentSectionAttribute |  | string | none |  |  |  | No
ComplianceManagerRevision |  | string | none |  |  |  | No
ComplianceMethod |  | enumerated list | none | Performance; PrescriptiveAdditions; PrescriptiveAlterations; PrescriptiveNewConstruction
ComplianceOptionAddition | CompOptAdd | boolean | none |  |  | Required | No
ComplianceOptionAlteration | CompOptAlt | boolean | none |  |  | Required | No
ComplianceOptionDomesticHotWater | CompOptDHW | boolean | none |  |  | Required | No
ComplianceOptionEnvelope | CompOptEnve | boolean | none |  |  | Required | No
ComplianceOptionExisting | CompOptExist | boolean | none |  |  | Required | No
ComplianceOptionLighting | CompOptLtg | boolean | none |  |  | Required | No
ComplianceOptionMechanical | CompOptMech | boolean | none |  |  | Required | No
ComplianceOptionNew | CompOptNew | boolean | none |  |  | Required | No
ComplianceOptionPartialLighting | CompOptPartLtg | boolean | none |  |  | Required | No
ComplianceOptionPartialMechanical | CompOptPartMech | boolean | none |  |  | Required | No
CompliancePath | CompPath | enumerated list | none | NA; Performance; Prescriptive
CompliancePathComputerRoom | CompPathComputerRm |  | none |  | CompPath | Defaulted
CompliancePathDomesticHotWater | CompPathDHW |  | none |  | CompPath | Defaulted
CompliancePathEnvelope | CompPathEnv |  | none |  | CompPath | Defaulted
CompliancePathKitchen | CompPathKit |  | none |  | CompPath | Defaulted
CompliancePathLaboratory | CompPathLab |  | none |  | CompPath | Defaulted
CompliancePathLighting | CompPathLtg |  | none |  | CompPath | Defaulted
CompliancePathMechanical | CompPathMech |  | none |  | CompPath | Defaulted
ComplianceReportPDF | CompReportPDF | boolean | none |  |  | Optional
ComplianceReportStandard | CompReportStd | boolean | none |  |  | Optional
ComplianceReportXML | CompReportXML | boolean | none |  |  | Optional
ComplianceResult |  | enumerated list | none | Building Complies with Computer Performance; Building Does Not Comply with Computer Performance
ComplianceRunFilename |  | string | none | [6 empty] | In performance compliance, this is name of the file that was generated as a result of the compliance analysis.
ComplianceSoftwareName |  | name | none
ComplianceType | CompType | enumerated list | none | AdditionComplete; AdditionEnvelope; AdditionEnvelopeAndLighting; AdditionEnvelopeAndLightingAndPartialMechanical; AdditionEnvelopeAndMechanical; AdditionEnvelopeAndPartialLighting; AdditionEnvelopeAndPartialLightingAndPartialMechanical; AdditionMechanical; AdditionMechanicalAndLighting; AdditionMechanicalAndPartialLighting; ExistingAdditionAndAlteration; ExistingAlteration; NewComplete; NewEnvelope; NewEnvelopeAndLighting; NewEnvelopeAndLightingAndPartialMechanical; NewEnvelopeAndMechanical; NewEnvelopeAndPartialLighting; NewEnvelopeAndPartialLightingAndPartialMechanical; NewMechanical; NewMechanicalAndLighting; NewMechanicalAndPartialLighting |  | Compulsory
CompressedAirMandatoryCompliance | CompressedAirMandComp |  | none |  | MandComp | Defaulted
ComputerRoomMandatoryCompliance | ComputerRoomMandComp |  | none |  | MandComp | Defaulted
DataRegistryProvider |  | name | none
DemandResponsiveReport | DemandResponsiveRpt | boolean | none |  |  | Defaulted
DesignerType | DsgnrType | enumerated list | none | Architect; BuilderOwner; Contractor; Engineer |  | Optional
DigitalSignatureLabel |  | string | none
DocumentationAuthorCity |  | string | none |  |  |  | No
DocumentAuthor07CityDA |  |  | none |  | DocumentationAuthorCity |  | No | 0
DocumentAuthorAddress | DocAuthAddress |  | none |  | StreetAddress |  |  | 0
DocumentAuthorCEAIdentification | DocAuthCEAIdent |  | none |  | ProfessionalCertificationNumber |  |  | 0
DocumentAuthorCity | DocAuthCity |  | none |  | City |  |  | 0
DocumentAuthorCompany | DocAuthCompany |  | none |  | Company |  |  | 0
DocumentAuthorName | DocAuthName |  | none |  | PersonFullName |  |  | 0
DocumentAuthorPhone | DocAuthPhone |  | none |  | PhoneNumber |  |  | 0
DocumentAuthorState | DocAuthState |  | none |  | State |  |  | 0
DocumentAuthorZipcode | DocAuthZipCode |  | none |  |  |  |  | 0
DomesticHotWaterDetailsLocation | DHWDetailsLctn | string | none |  |  | Optional
ElectricalMandatoryCompliance | ElecMandComp |  | none |  | MandComp | Defaulted
ElevatorLightingVentilationMandatoryCompliance | ElevLtgVentMandComp |  | none |  | MandComp | Defaulted
EnergyUseTypeNonResidential |  | enumerated list | none | HeatRejection; Lighting; Process; PumpsAndMisc; Receptacle; Ventilation
EnvelopeDesignerAddress | EnvDsgnrAddress |  | none |  | StreetAddress | Optional
EnvelopeDesignerCity | EnvDsgnrCity |  | none |  | City | Optional
EnvelopeDesignerCompany | EnvDsgnrCompany |  | none |  | Company | Optional |  | 0
EnvelopeDesignerLicense | EnvDsgnrLicense |  | none |  | LicenseNumber | Optional |  | 0
EnvelopeDesignerName | EnvDsgnrName |  | none |  | PersonFullName | Optional |  | 0
EnvelopeDesignerPhone | EnvDsgnrPhone |  | none |  | PhoneNumber | Optional
EnvelopeDesignerState | EnvDsgnrState |  | none |  | State | Optional
EnvelopeDesignerType | EnvDsgnrType |  | none |  | DsgnrType
EnvelopeDesignerZipCode | EnvDsgnrZipCode |  | none |  |  | Optional
EnvelopeDetailsLocation | EnvDetailsLctn | string | none |  |  | Optional
EscalatorSpeedControlMandatoryCompliance | EscalSpdCtrlMandComp |  | none |  | MandComp | Defaulted
ExceptionalConditionClerestory | ExcptCondClerestory | enumerated list |  | No; Yes |  | Defaulted | No
ExceptionalConditionExteriorLighting | ExcptCondExtLtg | enumerated list |  | No; Yes |  | Required
ExceptionalConditionHERSKitchenHood | ExcptCondHERSKitHood | enumerated list |  | No; Yes |  | Defaulted | No
ExceptionalConditionNarrative | ExcptCondNarrative | enumerated list |  | No; Yes |  | Required
ExceptionalConditionNoCoolingSystem | ExcptCondNoClgSys | enumerated list |  | No; Yes |  | Required
ExceptionalConditionRatedCapacity | ExcptCondRtdCap | enumerated list |  | No; Yes |  | Required
ExceptionalConditionWaterHeaterPrescriptive | ExcptCondWtrHtrPrscrp | enumerated list |  | No; Yes |  | Required | No
ExceptionalDesignModelFile | ExcptDsgnModelFile | string | none |  |  | Optional
GeometryInputType | GeometryInpType | enumerated list | none | Detailed; Simplified |  |  | No
HasNoCooling | HasNoClg | boolean | none |  |  | Optional | No
HasUnknownHVAC | HasUnknownHVAC | boolean | none |  |  | Defaulted | No
Header04_ProjectAddressNRPresc |  |  | none |  |  |  | No
Header07_DatePreparedNrPres |  |  | none |  |  |  | No
HERSDuctRequired | HERSDuctReq | boolean | none |  |  | Defaulted
HERSDuctTested | HERSDuctTested | boolean | none |  |  | Defaulted
InstitutionalTuningPAFReport | InstitutionalTuningPAFRpt | boolean | none |  |  | Defaulted
InteriorLightingPowerDensityNonregulated | IntLPDNonReg | decimal | W per ft2 |  |  |  | No
InteriorLightingPowerDensityRegulated | IntLPDReg | decimal | W per ft2 |  |  |  | No
InterpolationMethod | InterpMthd | enumerated list | none | EvaluateCurveToLimits; LagrangeInterpolationLinearExtrapolation; LinearInterpolationOfTable |  | Defaulted | No
JobTitle |  | string | none | [6 empty] | This value is a string and should be populated with the job title for the responsible person on the project.
KitchenFixtureDistance | KitFxtrDistance | decimal | ft |  |  | CondRequired | No
LaboratoryExhaustMandatoryCompliance | LabExhaustMandComp |  | none |  | MandComp | Defaulted
LicenseNumber |  | string | none | [6 empty] | This value is a string and should be populated with the professional license number of the responsible person on a project.
LightingCompliance | LtgComp | enumerated list |  | NA; Yes |  | Defaulted
LightingDesignerAddress | LtgDsgnrAddress |  | none |  | StreetAddress | Optional
LightingDesignerCity | LtgDsgnrCity |  | none |  | City | Optional
LightingDesignerCompany | LtgDsgnrCompany |  | none |  | Company | Optional |  | 0
LightingDesignerLicense | LtgDsgnrLicense |  | none |  | LicenseNumber | Optional |  | 0
LightingDesignerName | LtgDsgnrName |  | none |  | PersonFullName | Optional |  | 0
LightingDesignerPhone | LtgDsgnrPhone |  | none |  | PhoneNumber | Optional
LightingDesignerState | LtgDsgnrState |  | none |  | State | Optional
LightingDesignerType | LtgDsgnrType |  | none |  | DsgnrType
LightingDesignerZipCode | LtgDsgnrZipCode |  | none |  |  | Optional
LightingDetailsLocation | LtgDetailsLctn | string | none |  |  | Optional
LightingOutdoorCompliance | LtgOutdrComp |  | none |  | LtgComp | Defaulted
LightingSignCompliance | LtgSignComp |  | none |  | LtgComp | Defaulted
LightingUnconditionedCompliance | LtgUncondComp |  | none |  | LtgComp | Defaulted
MandatoryCompliance | MandComp | enumerated list | none | NA; Yes |  | Defaulted
MandatoryComplianceCheck | MandCompChk | boolean | none |  |  | Defaulted
MandatoryLightingControlCountReport | MandatoryLtgCtrlCntRpt | integer | none |  |  | Defaulted | Yes | 0 | 5
MandatoryLightingControlDescriptionReport | MandatoryLtgCtrlDescRpt | string | none |  |  | Optional | Yes | 0 | 5
MandatoryLightingControlIsAcceptanceTestRequiredReport | MandatoryLtgCtrlIsAcceptanceTestReqdRpt | enumerated list | none | No; Yes |  | Defaulted |  | 0 | 5
MandatoryLightingControlIsAutoShutOffControlReport | MandatoryLtgCtrlIsAutoShutOffCtrlRpt |  | none |  | MandatoryLightingControlIsReportRequired | Defaulted | Yes | 0 | 5
MandatoryLightingControlIsDaylightingControlReport | MandatoryLtgCtrlIsDayltgCtrlRpt |  | none |  | MandatoryLightingControlIsReportRequired | Defaulted | Yes | 0 | 5
MandatoryLightingControlIsDemandResponseControlReport | MandatoryLtgCtrlIsDemandResponseCtrlRpt |  | none |  | MandatoryLightingControlIsReportRequired | Defaulted | Yes | 0 | 5
MandatoryLightingControlIsManualAreaControlReport | MandatoryLtgCtrlIsManAreaCtrlRpt |  | none |  | MandatoryLightingControlIsReportRequired | Defaulted | Yes | 0 | 5
MandatoryLightingControlIsMultiLevelControlReport | MandatoryLtgCtrlIsMultiLvlCtrlRpt |  | none |  | MandatoryLightingControlIsReportRequired | Defaulted | Yes | 0 | 5
MandatoryLightingControlIsReportRequired |  | enumerated list | none | Exempt; NA; Required |  | Defaulted | Yes | 0 | 5 | This property is the basic definition for a number of different mandatory lighting control report properties that are defined as aliases of this property
Manufacturer | Manufacturer | string | none |  |  | Optional
MasterBathFixtureDistance | MasterBathFxtrDistance | decimal | ft |  |  | CondRequired | No
MaximumOutput | MaxOut | decimal | none |  |  | Optional | No
MaximumVariable1 | MaxVar1 | decimal | none |  |  | Optional | No
MaximumVariable2 | MaxVar2 | decimal | none |  |  | Optional | No
MechanicalDesignerAddress | MechDsgnrAddress |  | none |  | StreetAddress | Optional
MechanicalDesignerCity | MechDsgnrCity |  | none |  | City | Optional
MechanicalDesignerCompany | MechDsgnrCompany |  | none |  | Company | Optional |  | 0
MechanicalDesignerLicense | MechDsgnrLicense |  | none |  | LicenseNumber | Optional |  | 0
MechanicalDesignerName | MechDsgnrName |  | none |  | PersonFullName | Optional |  | 0
MechanicalDesignerPhone | MechDsgnrPhone |  | none |  | PhoneNumber | Optional
MechanicalDesignerState | MechDsgnrState |  | none |  | State | Optional
MechanicalDesignerType | MechDsgnrType |  | none |  | DsgnrType
MechanicalDesignerZipCode | MechDsgnrZipCode |  | none |  |  | Optional
MechanicalDetailsLocation | MechDetailsLctn | string | none |  |  | Optional
MinimumOutput | MinOut | decimal | none |  |  | Optional | No
MinimumVariable1 | MinVar1 | decimal | none |  |  | Optional | No
MinimumVariable2 | MinVar2 | decimal | none |  |  | Optional | No
ModelNumber | ModelNum | string | none |  |  | Optional
Name | Name | string | none |  |  |  | No
NarrativeDetails | NarrativeDetails | string | none |  |  | Optional
NonresidentialACM_Section |  | string | none | [6 empty] | The reference in the Nonresidential Alternative Calculation Manual for the applied rule
NormalizationPoint | NormalizationPt | decimal | none |  |  | Optional | No
NRCAEnv02F | NRCAEnv02F | boolean | none |  |  | Defaulted
NRCAEnv03F | NRCAEnv03F | boolean | none |  |  | Defaulted | No
NRCALti02A | NRCALti02A | boolean | none |  |  | Defaulted
NRCALti03A | NRCALti03A | boolean | none |  |  | Defaulted
NRCALti04A | NRCALti04A | boolean | none |  |  | Defaulted
NRCALti05A | NRCALti05A | boolean | none |  |  | Defaulted
NRCALto02A | NRCALto02A | boolean | none |  |  | Defaulted
NRCAMch02A | NRCAMch02A | boolean | none |  |  | Defaulted
NRCAMch03A | NRCAMch03A | boolean | none |  |  | Defaulted
NRCAMch04H | NRCAMch04H | boolean | none |  |  | Defaulted
NRCAMch04H | NRCAMch04H | boolean | none |  |  | Defaulted | No
NRCAMch05A | NRCAMch05A | boolean | none |  |  | Defaulted
NRCAMch06A | NRCAMch06A | boolean | none |  |  | Defaulted
NRCAMch07A | NRCAMch07A | boolean | none |  |  | Defaulted
NRCAMch08A | NRCAMch08A | boolean | none |  |  | Defaulted
NRCAMch09A | NRCAMch09A | boolean | none |  |  | Defaulted
NRCAMch10A | NRCAMch10A | boolean | none |  |  | Defaulted
NRCAMch11A | NRCAMch11A | boolean | none |  |  | Defaulted
NRCAMch12A | NRCAMch12A | boolean | none |  |  | Defaulted
NRCAMch13A | NRCAMch13A | boolean | none |  |  | Defaulted
NRCAMch14A | NRCAMch14A | boolean | none |  |  | Defaulted
NRCAMch15A | NRCAMch15A | boolean | none |  |  | Defaulted
NRCAMch16A | NRCAMch16A | boolean | none |  |  | Defaulted
NRCAMch17A | NRCAMch17A | boolean | none |  |  | Defaulted
NRCAMch18A | NRCAMch18A | boolean | none |  |  | Defaulted
NRCAMch19A | NRCAMch19A | boolean | none |  |  | Defaulted | No
NRCAPrc01E | NRCAPrc01E | boolean | none |  |  | Defaulted
NRCAPrc01F | NRCAPrc01F | boolean | none |  |  | Defaulted
NRCAPrc02F | NRCAPrc02F | boolean | none |  |  | Defaulted
NRCAPrc03F | NRCAPrc03F | boolean | none |  |  | Defaulted
NRCAPrc04F | NRCAPrc04F | boolean | none |  |  | Defaulted
NRCAPrc05F | NRCAPrc05F | boolean | none |  |  | Defaulted
NRCAPrc06F | NRCAPrc06F | boolean | none |  |  | Defaulted
NRCAPrc07F | NRCAPrc07F | boolean | none |  |  | Defaulted
NRCAPrc08F | NRCAPrc08F | boolean | none |  |  | Defaulted
NRCAPrc12F | NRCAPrc12F | boolean | none |  |  | Defaulted
NRCAPrc13F | NRCAPrc13F | boolean | none |  |  | Defaulted
NRCAPrc14F | NRCAPrc14F | boolean | none |  |  | Defaulted | No
NRCAPrc15F | NRCAPrc15F | boolean | none |  |  | Defaulted | No
NRCAPrc16A | NRCAPrc16A | boolean | none |  |  | Defaulted | No
NRCIElc01E | NRCIElc01E | boolean | none |  |  | Defaulted
NRCIEnv01E | NRCIEnv01E | boolean | none |  |  | Defaulted
NRCILti01E | NRCILti01E | boolean | none |  |  | Defaulted
NRCILti02E | NRCILti02E | boolean | none |  |  | Defaulted
NRCILti03E | NRCILti03E | boolean | none |  |  | Defaulted
NRCILti04E | NRCILti04E | boolean | none |  |  | Defaulted
NRCILti05E | NRCILti05E | boolean | none |  |  | Defaulted
NRCILti06E | NRCILti06E | boolean | none |  |  | Defaulted
NRCILto01E | NRCILto01E | boolean | none |  |  | Defaulted
NRCILto02E | NRCILto02E | boolean | none |  |  | Defaulted
NRCILts01E | NRCILts01E | boolean | none |  |  | Defaulted
NRCIMch01E | NRCIMch01E | boolean | none |  |  | Defaulted
NRCIPlb01E | NRCIPlb01E | boolean | none |  |  | Defaulted
NRCIPlb02E | NRCIPlb02E | boolean | none |  |  | Defaulted
NRCIPlb03E | NRCIPlb03E | boolean | none |  |  | Defaulted
NRCIPlb21E | NRCIPlb21E | boolean | none |  |  | Defaulted
NRCIPlb22E | NRCIPlb22E | boolean | none |  |  | Defaulted
NRCISpv01E | NRCISpv01E | boolean | none |  |  | Defaulted
NRCISth01E | NRCISth01E | boolean | none |  |  | Defaulted
NRCVMch04H | NRCVMch04H | boolean | none |  |  | Defaulted
NRCVMch24H | NRCVMch24H | boolean | none |  |  | Defaulted | No
NRCVMch27H | NRCVMch27H | boolean | none |  |  | Defaulted | No
NRCVMch32H | NRCVMch32H | boolean | none |  |  | Defaulted | No
NRCVPlb21H | NRCVPlb21H | boolean | none |  |  | Defaulted
NRCVPlb22H | NRCVPlb22H | boolean | none |  |  | Defaulted
NumberOfDaysPerQuickAnalysisPeriod | NumOfDaysPerQuickAnalysisPeriod | integer | none |  |  |  | No
NumberOfQuickAnalysisPeriods | NumOfQuickAnalysisPeriods | integer | none |  |  |  | No
NumberTimeStepsPerHour | NumTimeStepsPerHr | integer | none |  |  |  | No
OccupancySensorCountReport | OccSensorCntRpt | boolean | none |  |  | Defaulted
OutdoorControlsReport | OutdrCtrlsRpt | boolean | none |  |  | Defaulted
OutsideReport | OutsideReport | decimal | none |  |  | Optional
ParkingGarageMandatoryCompliance | ParkingGarageMandComp |  | none |  | MandComp | Defaulted
PayloadDocument | PayloadDocument |  | none
PercentImprovement |  | decimal | percent | [6 empty] | The percentage of improvement is the compliance margin represented as a percentage of the total energy use of the Standard Design which may be negative indicating a lack of improvement between the standard and proposed design.
PermitDay |  | integer | none |  |  | Required |  |  |  | The day that the permit application is submitted to the building department. Used to determine applicability of Standards requirements that become effective at future dates.
PermitMonth |  | integer | none |  |  | Required |  |  |  | The month that the permit application is submitted to the building department. Used to determine applicability of Standards requirements that become effective at future dates.
PermitNumber |  | string | none | [6 empty] | The permit number is assigned by the enforcement agency and is required on installation and field verification compliance reports
PermitYear |  | integer | none |  |  | Required |  |  |  | The year that the permit application is submitted to the building department. Used to determine applicability of Standards requirements that become effective at future dates.
PersonFullName |  | name | none | [6 empty] | This value is a string representing the full name of a person associated with the project such as a documentation author or responsible person.
PersonFullNameExtra |  | name | none
PhoneNumber |  | string | none | [6 empty] | This value is a string representing the telephone number of a person on the project such as a documentation author or responsible person.
PhotovoltaicBatterySimulation | PVBattSim | boolean | none |  |  | Optional | No
PhotovoltaicEnergyOffset |  | decimal | kTDV per ft2 per yr | [6 empty] | The photovoltaic energy use offset is the amount of energy generated and it is subtracted from the energy use of the proposed design
PlenumReport | PlenumReport | decimal | none |  |  | Optional
PowerAdjustmentFactorCreditType | PAFCredType | enumerated list | none | Clerestories; DaylightDimmingPlusOff; DemandResponsiveControl; HorizontalSlats; InstitutionalTuning; LightShelves; OccupantSensingControls-126To250SF; OccupantSensingControls-1To125SF; OccupantSensingControls-251To500SF |  |  | Yes | 1 | 5
PrescriptiveDaylightingException | PrescriptiveDayltgException | enumerated list |  | No; Yes |  | Defaulted | No
ProcessBoilerMandatoryCompliance | ProcBlrMandComp |  | none |  | MandComp | Defaulted
ProcessedDate |  |  | none |  | ComplianceApplicationDate |  |  |  |  | This value is am xsd:date data type with the format yyyy-mm-dd recording when the compliance document was processed. For example 2013-12-17
ProcessElectricalPowerDensity | ProcElecPwrDens | decimal | W per ft2 |  |  |  | No
ProfessionalCertificationNumber |  | string | none | [6 empty] | This value is a string representing the certification for a person on the project such as a documentation author or responsible person.
ProjectCity |  | string | none |  |  |  | No
ProjectRemarks | ProjRemarks | string | none |  |  | Optional
PublicationDate |  | datetime | none
QuickAnalysis | QuickAnalysis | boolean | none |  |  |  | No
QuickAnalysisWeekNumbers | QuickAnalysisWeekNumbers | integer | none |  |  |  | No | 0 | 12
ReceptaclePowerDensity | RecptPwrDens | decimal | W per ft2 |  |  |  | No
RefrigerationWarehouseMandatoryCompliance | RfrgWarehouseMandComp |  | none |  | MandComp | Defaulted
RegistrationDateTime |  | datetime | none | [6 empty] | This value is an xsd:dateTime data type recording when a compliance document was registered. The format is yyyy-mm-ddThh:mm:ss.sss The T indicates that beginning of the time part of the value and all parts are required except the second decimals which are optional. For example 2013-12-17T15:03:00 is valid
RegistrationNumber |  | string | none | [6 empty] | This value is a string that must conform to the formatting convention defined in the JA7.5.4.2 Residential Registration Numbering Convention for registration numbers.
ReportRequestor |  | string | none
ReportRequestorIP_Address |  | token | none
RequireNRCALti01A |  | boolean | none |  |  |  | No
Revision |  |  | none
RuleReportFileAppend | RuleReportFileAppend | enumerated list | none | - Envelope.csv; - FanPowerAdjustment.csv; - HVACPrimary.csv; - HVACSecondary.csv; - HVACSecondarySizing.csv; - SpcLoadsElec.csv; - SpcLoadsFuel.csv; .csv |  | Optional
RuleReportType | RuleReportType | enumerated list | none | ModelRpt_Envelope; ModelRpt_FanPowerAdjustment; ModelRpt_HVACSecondary; ModelRpt_HVACSecondarySizing; ModelRpt_HvacPrimary; ModelRpt_Space_InteriorLoadsElec; ModelRpt_Space_InteriorLoadsFuel; ModelRpt_VentilationExhaust; None |  | Optional
RuleSetFilename |  | string | none
RuleSetVersion |  | string | none
RunDateTime |  | datetime | none | [6 empty] | In performance compliance, this is the date that the compliance analysis was performed
RunPeriodBeginDay | RunPeriodBeginDay | integer | none |  |  |  | No |  |  | 1 in annual runs, 0 when simulating design days only
RunPeriodBeginMonth | RunPeriodBeginMonth | integer | none |  |  |  | No |  |  | 1 in annual runs, 0 when simulating design days only
RunPeriodEndDay | RunPeriodEndDay | integer | none |  |  |  | No |  |  | 31 in annual runs, 0 when simulating design days only
RunPeriodEndMonth | RunPeriodEndMonth | integer | none |  |  |  | No |  |  | 12 in annual runs, 0 when simulating design days only
RunPeriodYear | RunPeriodYear | integer | none |  |  |  | No |  |  | 2009 in annual runs, 0 when simulating design days only
RunTitle | RunTitle | string | none |  |  | Optional |  |  |  | This is a longer descriptive phrase than the project name and describes the compliance run.
SectionCorrectionNotes |  | string | none
SignatureDate |  | datetime | none | [6 empty] | This value is an xsd:dateTime data type that records when the person electronically signed the document. The format is yyyy-mm-ddThh:mm:ss.sss The T indicates that beginning of the time part of the value and all parts are required except the second decimals which are optional. For example 2013-12-17T15:03:00 is valid
SimpleHVACMandatoryCompliance | SimpleHVACMandComp |  | none |  | MandComp | Defaulted
SimulateDesignDays | SimDsgnDays | boolean | none |  |  |  | No |  |  | Part of determination of whether DDY-defined design days are to be simulated. DDY-based design days should be simulated if EITHER Proj:HVACAutoSizing OR Proj:SimDsgnDays flags are set.
SimulationVariablesDaylighting | SimVarsDayltg | boolean | none |  |  |  | No
SimulationVariablesDoor | SimVarsDr | boolean | none |  |  | Optional | No
SimulationVariablesFenestration | SimVarsFen | boolean | none |  |  | Optional | No
SimulationVariablesFlagSetAll | SimVarsFlagSetAll | boolean | none |  |  | Optional | No
SimulationVariablesHeatRecovery | SimVarsHtRcvry | boolean | none |  |  | Optional | No
SimulationVariablesHVACPrimary | SimVarsHVACPri | boolean | none |  |  |  | No
SimulationVariablesHVACSecondary | SimVarsHVACSec | boolean | none |  |  |  | No
SimulationVariablesHVACSecondaryTemperatureFlow | SimVarsHVACSecTempFlow | boolean | none |  |  | Optional | No
SimulationVariablesHVACZone | SimVarsHVACZn | boolean | none |  |  |  | No
SimulationVariablesHVACZoneTemperatureFlow | SimVarsHVACZnTempFlow | boolean | none |  |  | Optional | No
SimulationVariablesSite | SimVarsSite | boolean | none |  |  |  | No
SimulationVariablesThermalEnergyStorage | SimVarsThrmlEngyStor | boolean | none |  |  | Optional | No
SimulationVariablesThermalZone | SimVarsThrmlZn | boolean | none |  |  |  | No
SimulationVariablesVRFSystem | SimVarsVRFSys | boolean | none |  |  | Optional | No
SimulationVariablesWaterHeater | SimVarsWtrHtr | boolean | none |  |  | Optional | No
SoftwareVersion | SoftwareVersion | string | none |  |  | Required
SolarFractionReport | SolFracRpt | decimal | none |  |  | Optional
SolarReadyMandatoryCompliance | SolReadyMandComp |  | none |  | MandComp | Defaulted
SolarThermalCompliance | SolThrmlComp | enumerated list | none | NA; Yes |  | Defaulted
SpecificationMethod | SpecMthd | enumerated list | none | Detailed; Simplified |  | Defaulted | No
StandardsVersion | StandardsVersion | enumerated list | none | Compliance2016; Compliance2019 |  | Defaulted
State |  | string | none |  |  | Optional |  |  |  | Two capital letters representing a state in an address associated with the project or a person on the project.
StreetAddress |  | string | none |  |  | Optional |  |  |  | This value is a string to hold street information in an address associated with a project or a person on the project.
ThirdRoomFixtureDistance | ThirdRoomFxtrDistance | decimal | ft |  |  | CondRequired | No
Type | Type | enumerated list | none | BiQuadratic; QuadraticLinear |  | Required | No
Type | Type | enumerated list | none | Cubic; Exponent; Linear; Quadratic; Quartic |  | Required | No
Type | Type | enumerated list | none | Building Shading; Site Shading |  | Defaulted | No
UnitTypeOutput | UnitTypeOut | enumerated list | none | Capacity; DimensionlessOutput; PowerOutput |  | Defaulted | No
UnitTypeVariable1 | UnitTypeVar1 | enumerated list | none | Dimensionless; Distance; MassFlow; Power; Temperature; VolumetricFlow |  | Defaulted | No
UnitTypeVariable2 | UnitTypeVar2 | enumerated list | none | Dimensionless; Distance; MassFlow; Power; Temperature; VolumetricFlow |  | Defaulted | No
UseExceptionalDesignModel | UseExcptDsgnModel | boolean | none |  |  | Optional
UserID |  | string | none |  |  |  | No
Validates |  | boolean | none
VentilationMulitplier | VentMult | decimal | none |  |  | Defaulted
VentilationStandard | VentStd | enumerated list | none | Other; T24-2019 |  | Defaulted
VentilationStandardDescription | VentStdDesc | string | none |  |  | Optional | No
VerifiedLowLeakageAirHandlingUnit |  | boolean | none
ZEROCode | ZEROCode | boolean | none |  |  | Optional | No
Zipcode |  | integer | none |  |  | Optional | No

## CompEnumerations
| CBECC NR Term | CBECC NR Term Short Form | Property
AirflowMethod
| CoolingSystemMethod |  | AirflowMethod
| DefaultAirFlowMethod |  | AirflowMethod
| HeatingSystemMethod |  | AirflowMethod
| MeasuredAirFlowMethod |  | AirflowMethod
AnalysisType
| Research |  | AnalysisType
| Title24Compliance |  | AnalysisType
| Title24ProposedOnly |  | AnalysisType
ComplianceMethod
| Performance |  | ComplianceMethod
| PrescriptiveAdditions |  | ComplianceMethod
| PrescriptiveAlterations |  | ComplianceMethod
| PrescriptiveNewConstruction |  | ComplianceMethod
CompliancePath
| NA |  | CompliancePath
| Performance |  | CompliancePath
| Prescriptive |  | CompliancePath
ComplianceResult
| Building Complies with Computer Performance |  | ComplianceResult
| Building Does Not Comply with Computer Performance |  | ComplianceResult
ComplianceType
| AdditionComplete |  | ComplianceType
| AdditionEnvelope |  | ComplianceType
| AdditionEnvelopeAndLighting |  | ComplianceType
| AdditionEnvelopeAndLightingAndPartialMechanical |  | ComplianceType
| AdditionEnvelopeAndMechanical |  | ComplianceType
| AdditionEnvelopeAndPartialLighting |  | ComplianceType
| AdditionEnvelopeAndPartialLightingAndPartialMechanical |  | ComplianceType
| AdditionMechanical |  | ComplianceType
| AdditionMechanicalAndLighting |  | ComplianceType
| AdditionMechanicalAndPartialLighting |  | ComplianceType
| ExistingAdditionAndAlteration |  | ComplianceType
| ExistingAlteration |  | ComplianceType
| NewComplete |  | ComplianceType
| NewEnvelope |  | ComplianceType
| NewEnvelopeAndLighting |  | ComplianceType
| NewEnvelopeAndLightingAndPartialMechanical |  | ComplianceType
| NewEnvelopeAndMechanical |  | ComplianceType
| NewEnvelopeAndPartialLighting |  | ComplianceType
| NewEnvelopeAndPartialLightingAndPartialMechanical |  | ComplianceType
| NewMechanical |  | ComplianceType
| NewMechanicalAndLighting |  | ComplianceType
| NewMechanicalAndPartialLighting |  | ComplianceType
DesignerType
| Architect |  | DesignerType
| BuilderOwner |  | DesignerType
| Contractor |  | DesignerType
| Engineer |  | DesignerType
EnergyUseTypeNonResidential
| HeatRejection |  | EnergyUseTypeNonResidential
| Lighting |  | EnergyUseTypeNonResidential
| Process |  | EnergyUseTypeNonResidential
| PumpsAndMisc |  | EnergyUseTypeNonResidential
| Receptacle |  | EnergyUseTypeNonResidential
| Ventilation |  | EnergyUseTypeNonResidential
ExceptionalConditionRatedCapacity
| No |  | ExceptionalConditionRatedCapacity
| Yes |  | ExceptionalConditionRatedCapacity
GeometryInputType
| Detailed |  | GeometryInputType
| Simplified |  | GeometryInputType
InterpolationMethod
| EvaluateCurveToLimits |  | InterpolationMethod
| LagrangeInterpolationLinearExtrapolation |  | InterpolationMethod
| LinearInterpolationOfTable |  | InterpolationMethod
MandatoryLightingControlIsReportRequired
| Exempt |  | MandatoryLightingControlIsReportRequired
| Required |  | MandatoryLightingControlIsReportRequired
PowerAdjustmentFactorCreditType
| Clerestories |  | PowerAdjustmentFactorCreditType
| DaylightDimmingPlusOff |  | PowerAdjustmentFactorCreditType
| DemandResponsiveControl |  | PowerAdjustmentFactorCreditType
| HorizontalSlats |  | PowerAdjustmentFactorCreditType
| InstitutionalTuning |  | PowerAdjustmentFactorCreditType
| LightShelves |  | PowerAdjustmentFactorCreditType
| OccupantSensingControls-126To250SF |  | PowerAdjustmentFactorCreditType
| OccupantSensingControls-1To125SF |  | PowerAdjustmentFactorCreditType
| OccupantSensingControls-251To500SF |  | PowerAdjustmentFactorCreditType
RuleReportFileAppend
| - Envelope.csv |  | RuleReportFileAppend
| - FanPowerAdjustment.csv |  | RuleReportFileAppend
| - HVACPrimary.csv |  | RuleReportFileAppend
| - HVACSecondary.csv |  | RuleReportFileAppend
| - HVACSecondarySizing.csv |  | RuleReportFileAppend
| - SpcLoadsElec.csv |  | RuleReportFileAppend
| - SpcLoadsFuel.csv |  | RuleReportFileAppend
| - VentilationExhaust.csv |  | RuleReportFileAppend
| .csv |  | RuleReportFileAppend
RuleReportType
| ModelRpt_Envelope |  | RuleReportType
| ModelRpt_FanPowerAdjustment |  | RuleReportType
| ModelRpt_HvacPrimary |  | RuleReportType
| ModelRpt_HVACSecondary |  | RuleReportType
| ModelRpt_HVACSecondarySizing |  | RuleReportType
| ModelRpt_Space_InteriorLoadsElec |  | RuleReportType
| ModelRpt_Space_InteriorLoadsFuel |  | RuleReportType
| ModelRpt_VentilationExhaust |  | RuleReportType
| None |  | RuleReportType
StandardsVersion
| Compliance2016 |  | StandardsVersion
| Compliance2019 |  | StandardsVersion
State
| California |  | State
Type
| BiQuadratic |  | Type
| Building Shading |  | Type
| Cubic |  | Type
| Exponent |  | Type
| Linear |  | Type
| Quadratic |  | Type
| QuadraticLinear |  | Type
| Quartic |  | Type
| Site Shading |  | Type
UnitTypeOutput
| Capacity |  | UnitTypeOutput
| DimensionlessOutput |  | UnitTypeOutput
| PowerOutput |  | UnitTypeOutput
UnitTypeVariable1
| Dimensionless |  | UnitTypeVariable1
| Distance |  | UnitTypeVariable1
| MassFlow |  | UnitTypeVariable1
| Power |  | UnitTypeVariable1
| Temperature |  | UnitTypeVariable1
| VolumetricFlow |  | UnitTypeVariable1
UnitTypeVariable2
| Dimensionless |  | UnitTypeVariable2
| Distance |  | UnitTypeVariable2
| MassFlow |  | UnitTypeVariable2
| Power |  | UnitTypeVariable2
| Temperature |  | UnitTypeVariable2
| VolumetricFlow |  | UnitTypeVariable2
VentilationStandard
| Other |  | VentilationStandard
| T24-2019 |  | VentilationStandard

## Abbreviations
Subword Group | Acronym | Subword | Abbreviation
ActiveChilledBeam | ACHB | Absorptance | Abs
AirChangesPerHour | ACH | Addition | Add
AirConditioner | AC | Adjusted | Adj
AirHandlingUnit | AHU | Adjustment | Adj
AnnualFuelUtilizationEfficiency | AFUE | Aggregated | Agg
AreaCategoryMethod | ACM | Allowance | Allow
BrakeHorsePower | BHP | Alteration | Alt
BrushlessPermanentMagnet | BPM | Ambient | Amb
BypassFactor | BF | Amount | Amt
CaliforniaBuildingCode | CBC | Angle | Ang
CaliforniaEnergyCommission | CEC | Architectural | Arch
Carbon DioxideEequivalent | CO2e | Assemblies | Assm
CarbonDioxide | CO2 | Assembly | Assm
CenterOfGlazing | COG | Assignment | Assgn
CentralFanIntegrated | CFI | Astronomical | Astro
CentralFanVentilationCoolingSystem | CFVCS | Attenuation | Attn
ChilledWater | CHW | Attribution | Attrib
ChilledWaterTemperature | CHWT | Author | Auth
CoefficientOfPerformance | COP | Authority | Auth
Commercial Buildings Energy Consumption Survey | CBECS | Automatic | Auto
CompactFluorescentLuminaire | CFL | Auxiliary | Aux
ComponentModelingApproach SoftwareTool | CMAST | Available | Avail
ComputerRoomAirConditioner | CRAC | Average | Avg
ComputerRoomAirHandler | CRAH | Azimuth | Az
ConcreteMasonryUnit | CMU | Ballast | Bal
CondenserWater | CW | Baseline | Base
CondenserWaterSupply | CWS | Battery | Batt
CondenserWaterTemperature | CWT | Biosafety | Biosaf
ConstantVolume | CV | Boiler | Blr
ContractorsStateLicenseBoard | CSLB | Budget | Bud
CoolRoofRatingCouncil | CRRC | Building | Bldg
CubicFeetPerMinuteAt50Pascals | CFM50 | California | Cal
DedicatedOutdoorAirSystem | DOAS | Capacity | Cap
DeltaTemperature | DelT | Category | Cat
DemandControlledVentilation | DCV | Cavity | Cav
DemandResponse | DR | Centrifugal | Cent
DesignDay | DD | Charge | Chrg
DewPointTemperature | DPT | Chiller | Chlr
DirectDigitalControls | DDC | Classification | Class
DirectExpansion | DX | Climate | Cli
DisplacementVentilation | DV | Coefficient | Coef
DomesticHotWater | DHW | Coefficient1 | Coef1
DryBulb | DB | Coefficient2 | Coef2
DualFanDualDuct | DFDD | Coefficient3 | Coef3
EmergingTechnologyProgram | ETP | Coefficient4 | Coef4
EnergyEfficiencyMeasure | EEM | Coefficient5 | Coef5
EnergyEfficiencyRatio | EER | Coefficient6 | Coef6
EnergyFactor | EF | Coincident | Coin
EnergyInputRatio | EIR | Combined | Cmbd
EnergyRecoveryVentilation | ERV | Combustion | Comb
EnergyUseIntensity | EUI | Commercial | Comm
EqualTo | EQ | Compliance | Comp
EquipmentPowerDensity | EPD | Compressor | Cprsr
ExpandedPolystyrene | ESP | Concrete | Conc
Exterior Insulation and Finish System | EIFS | Condenser | Cndsr
ExtrudedPolystyrene | EXP | Condition | Cond
FaultDetectionDiagnostics | FDD | Conditioned | Cond
FeetPerSecond | FPS | Conditioning | Condg
FourPipeFanCoil | FPFC | Conduction | Cndct
FuelInputRatio | FIR | Conductivity | Cndct
GreaterThan | GT | Configuration | Config
GreaterThanOrEqualTo | GTE | Construct | Cons
GreenHouseGases | GHG | Construction | Cons
GroundSourceHeatPump | GSHP | Continuous | Cont
HeatExchanger | HX | Control | Ctrl
HeatingInputRatio | HIR | Controls | Ctrls
HeatingSeasonalPerformanceFactor | HSPF | Cool | Cl
HeatingVentilation | HV | Cooler | Clr
HeatingVentilationAirConditioner | HVAC | Cooling | Clg
HeatPump | HP | Coordinate | Coord
HeatRecoveryVentilation | HRV | Count | Cnt
HighDefinitionTelevision | HDTV | Credit | Cred
HomeVentilatingInstitute | HVI | Curve | Crv
ICCEvaluationServices | ICCES | Daylight | Daylt
IdentificationNumber | ID | Daylighting | Dayltg
IlluminationEngineeringSocietyNorthernAmercia | IESNA | Defrost | Def
IndoorAirQuality | IAQ | Degree | Deg
IntegratedEnergyEfficiencyRatio | IEER | Delta | Del
IntegratedPartLoadValue | IPLV | Demand | Dem
InternationalCodeCouncilEvaluationService | ICCES | Density | Dens
LeadershipInEnergy&EnvironmentalDesign | LEED | Dependent | Dep
LeavingAirTemperature | LAT | Depth | Dp
LeavingWaterTemperature | LWT | Description | Desc
LessThan | LT | Design | Dsgn
LessThanOrEqualTo | LTE | Designer | Dsgnr
LightEmittingDiode | LED | Device | Dev
LightingPowerAllowance | LPA | Diameter | Dia
LightingPowerDensity | LPD | Difference | Diff
LinearFoot or LinearFeet | LF | Dimmable | Dim
MinimumEfficiencyReportingValue | MERV | Dimming | Dim
MixedAirTemperature | MAT | Display | Disp
NewSolarHomesPartnership | NSHP | Distribution | Dist
NonresidentialAppendix6 | NA6 | Documentation | Doc
OccupantControlledSmartThermostat | OCST | Door | Dr
OnCenter | OC | Double | Dbl
OutsideAir | OA | Drive | Drv
PacificGas&Electric | PG&E | Ducted | Duct
PackageSingleZone | PSZ | East | E
PackageSingleZoneAirConditioner | PSZAC | Economizer | Econo
PackageSingleZoneHeatPump | PSZHP | Education | Educ
PackageSingleZoneVariableAirVolumeAirCondiitioning | PSZVAVAC | Effect | Eft
PackageSingleZoneVariableAirVolumeHeatPump | PSZVAVHP | Effectiveness | Eff
PackageTerminal | PT | Efficiency | Eff
PackageTerminalAirConditioner | PTAC | Electric | Elec
PackageTerminalHeatPump | PTHP | Electrical | Elec
PackageVariableAirVolume | PVAV | Electricity | Elec
PartLoad | PL | Elevator | Elev
PartLoadRatio | PLR | Emittance | Emit
PassiveChilledBeam | PCHB | Energy | Engy
PersonalComputer | PC | Engine | Eng
PowerAdjustmentFactor | PAF | Entering | Ent
PowerAdjustmentFactor | PAF | Enthalpy | Enth
PressureDrop | PD | Envelope | Env
RelativeHumidity | RH | Equipment | Eqp
RelativeSystemEfficiency | RSE | Escalator | Escal
ReturnAirTemperature | RAT | Evaporative | Evap
RevolutionsPerMinute | RPM | Evaporator | Evap
RoomCavityRatio | RCR | Exception | Excpt
SanDiegoGas&Electric | SDG&E | Exceptional | Excpt
SeasonalCoefficientOfPerformance | SCOP | Exchanger | Exchr
SeasonalEnergyEfficiencyRatio | SEER | Exhaust | Exh
ServiceHotWater | SHW | Exterior | Ext
ShadingCoefficent | SC | External | Ext
SinglePackageVerticalAirConditioner | SPVAC | Fabricated | Fab
SinglePackageVerticalHeatPump | SPVHP | Factor | Fac
SingleZone | SZ | Factory | Fctry
SingleZoneVariableAirVolume | SZVAV | Fenestration | Fen
SkylightRoofRatio | SRR | Fixed | Fxd
SolarHeatGainCoefficient | SHGC | Fixture | Fxtr
SolarReflectiveIndex | SRI | Floor | Flr
SouthernCaliforniaEdison | SCE | Floors | Flr
StructuralInsulatedPanel | SIP | Fluorescent | Fluor
SupplyAirTemperature | SAT | Foot | Ft
TailoredMethod | TM | Fraction | Frac
Television | TV | Framing | Frm
ThirdPartyQualityControlProgram | TPQCP | Friday | Fri
TimeDependantValuation | TDV | Fully | Full
UnderFloorAirDistribution | UFAD | Function | Func
UniformEnergyFactor | UEF | Furnace | Furn
VariableAirVolume | VAV | Gain | Gn
VariableCapacityHeatPumps | VCHP | General | Genl
VariableFrequencyDrive | VFD | Generated | Gen
VariableRefrigerantFlow | VRF | Generator | Gen
VerifiedLowLeakageDuctsConditionedSpace | VLLDCS | Glass | Gls
VisibleTransmittance | VT | Glazing | Glz
WaterSourceHeatPump | WSHP | Grade | Grd
Weekday | WD | Group | Grp
Weekend | WE | Head | Hd
WesternCoolingChallenge | WCC | Heat | Ht
WetBulb | WB | Heater | Htr
WholeHouseFan | WHF | Heating | Htg
WindowWallRatio | WWR | Height | Hgt
|  | High | Hi
|  | Holiday | Hol
|  | Hollow | Hlw
|  | Horizontal | Horz
|  | Horsepower | HP
|  | Hour | Hr
|  | Hourly | Hrly
|  | Hours | Hrs
|  | Humidifier | Hum
|  | Identification | Ident
|  | Ignition | Ign
|  | Illuminance | Illum
|  | Incandescent | Incan
|  | Incentive | Incent
|  | Inch | In
|  | Inches | In
|  | Index | Idx
|  | Indoor | Indr
|  | Infiltration | Inf
|  | Information | Infrm
|  | Input | Inp
|  | Installed | Inst
|  | Insulated | Ins
|  | Insulation | Ins
|  | Interior | Int
|  | Kitchen | Kit
|  | Laboratory | Lab
|  | Latent | Lat
|  | Latitude | Lat
|  | Layer | Lyr
|  | Layers | Lyrs
|  | Leakage | Lkge
|  | Leaving | Lvg
|  | Length | Len
|  | Level | Lvl
|  | Light | Ltg
|  | Lighting | Ltg
|  | Limit | Lim
|  | Linear | Lin
|  | Load | Ld
|  | Loads | Lds
|  | Location | Lctn
|  | Longitude | Long
|  | Loop | Lp
|  | Lower | Lwr
|  | Luminaire | Lum
|  | Mandatory | Mand
|  | Manual | Man
|  | Manufactured | Mftr
|  | Masonry | Msnry
|  | Material | Mat
|  | Materials | Mats
|  | Maximum | Max
|  | Mechanical | Mech
|  | Membrane | Memb
|  | Metal | Mtl
|  | Method | Mthd
|  | Minimum | Min
|  | Miscellaneous | Misc
|  | Modulation | Mod
|  | Monday | Mon
|  | Motor | Mtr
|  | Mounted | Mntd
|  | Mounting | Mntg
|  | Multiple | Mult
|  | Multiplier | Mult
|  | Natural | Nat
|  | Nonregulated | NonReg
|  | Nonresidential | NonRes
|  | North | N
|  | Number | Num
|  | Object | Obj
|  | Occupancy | Occ
|  | Occupant | Occ
|  | Opaque | Opaq
|  | Operating | Oper
|  | Operation | Oper
|  | Optimum | Opt
|  | Ornamental | Orn
|  | Outdoor | Outdr
|  | Outside | Outsd
|  | Oversizing | Ovrsiz
|  | Panes | Pns
|  | Partial | Part
|  | Partition | Partn
|  | Pascals | Pa
|  | Peak | Pk
|  | Percent | Pct
|  | Percentage | Pct
|  | Performance | Perf
|  | Perimeter | Perim
|  | Person | Pers
|  | Placement | Plcmt
|  | Point | Pt
|  | Portable | Prtbl
|  | Position | Pos
|  | Power | Pwr
|  | Precision | Prec
|  | Preheat | Preht
|  | Prescriptive | Prscrp
|  | Pressure | Press
|  | Primary | Pri
|  | Process | Proc
|  | Product | Prod
|  | Program | Prog
|  | Programmable | Prog
|  | Project | Proj
|  | Proofing | Proof
|  | Proposed | Prop
|  | Public | Pub
|  | Quadratic | Quad
|  | Quantity | Qty
|  | Radiant | Rad
|  | Radiation | Rad
|  | Range | Rng
|  | Rate | Rt
|  | Rated | Rtd
|  | Ratio | Rat
|  | Receptacle | Recpt
|  | Recessed | Recesd
|  | Recirculate | Recirc
|  | Recirculation | Recirc
|  | Recovery | Rcvry
|  | Reference | Ref
|  | Reflectance | Refl
|  | Refrigerant | Rfrgt
|  | Refrigeration | Rfrg
|  | Regulated | Reg
|  | Rejection | Rej
|  | Relative | Rel
|  | Relocatable | Reloc
|  | Remote | Rem
|  | Removal | Rmvl
|  | Report | Rpt
|  | Required | Reqd
|  | Requirement | Req
|  | Reset | Rst
|  | Residential | Res
|  | Resistance | R
|  | Return | Ret
|  | Roof | Rf
|  | Room | Rm
|  | Rotational | Rot
|  | RValue | R
|  | Saturday | Sat
|  | Schedule | Sch
|  | Schedules | Sch
|  | Scheme | Schm
|  | Secondary | Sec
|  | Segment | Seg
|  | Sensible | Sens
|  | Setpoint | Setpt
|  | Shading | Shdg
|  | Sidelit | Side
|  | Simulation | Sim
|  | Single | Sgl
|  | Skylight | Skylt
|  | Solar | Sol
|  | Sound | Snd
|  | Source | Src
|  | South | S
|  | Space | Spc
|  | Special | Spcl
|  | Specific | Spec
|  | Specification | Spec
|  | Speed | Spd
|  | Square | Sq
|  | Standard | Std
|  | Standby | Stdby
|  | Stepped | Stpd
|  | Storage | Stor
|  | Suction | Suct
|  | Sunday | Sun
|  | Supplemental | Supp
|  | Supply | Sup
|  | Surface | Surf
|  | System | Sys
|  | Systems | Sys
|  | Temperature | Temp
|  | Terminal | Trml
|  | Thermal | Thrml
|  | Thermostat | Tstat
|  | Thickness | Thkns
|  | Throttling | Thrtlg
|  | Through | Thru
|  | Thursday | Thu
|  | Tolerance | Tol
|  | Total | Tot
|  | Transmittance | Trans
|  | Tuesday | Tues
|  | Unconditioned | Uncond
|  | Underground | Undgr
|  | Unload | Unld
|  | Valuable | Val
|  | Value | Val
|  | Variable | Var
|  | Velocity | Vel
|  | Ventilation | Vent
|  | Vertical | Vert
|  | Visible | Vis
|  | Vivarium | Viv
|  | Volume | Vol
|  | Volumetric | Vol
|  | Water | Wtr
|  | Waterproof | Wtrprf
|  | Wednesday | Wed
|  | Weekdays | WD
|  | Weekends | WE
|  | Weight | Wt
|  | Weighted | Wtd
|  | West | W
|  | Whole | Whl
|  | Width | Wd
|  | Window | Win
|  | Zone | Zn

## About
Name: | 2019 Title 24 Standards Data Dictionary
Date generated: | 2019-06-07 14:58
DDTools Version: | 171
Source Data: | https://lmonte.sharepointsite.net/T24ComplianceSW/CEC2011Vocab/default.aspx
Description: | This workbook contains the 2019 Nonresidential Compliance Engine Standards Data Dictionary. (SDD) This is a controlled vocabulary collaborately developed by 2019 nonresidential compliance software development team members , CEC Standards staff and subject matter experts and will be used in the 2019 Nonresidential Compliance Engine rules and building descriptions. The SharePoint lists which are the source of this data are maintained by the L'Monte project staff